## cover
Disclaimer: The information in this data annex should not be used in isolation from the corresponding explanations in the report!

## content
Disclaimer: The information in this data annex should not be used in isolation from the corresponding explanations in the report!
Spreadsheet | Content | Link
1 | Europe - Installed capacity by generation technology - Reference scenario | See data
2 | Europe - Installed capacity by generation technology - Sensitivity "best-guess cost flexibility options" | See data
3 | Europe - Installed capacity by generation technology - Sensitivity "Achievement of climate protection targets" | See data
4 | Europe - Installed capacity by generation technology - Sensitivity "Delayed grid expansion" | See data
5 | Europe - Installed capacity by generation technology - Sensitivity "Limited cross-border transmission capacity" | See data
6 | Positive high-frequency shares of balancing power per country [MW] | See data
7 | Maximum possible export/import capacity | See data
8 | LoLP | See data
9 | EENS | See data
10 | Required imports DE/LU | See data

## 1
Back to the table of contents |  | Disclaimer: The information in this data annex should not be used in isolation from the corresponding explanations in the report!
Scenario: Reference scenario |  | DE |  |  |  | FR |  |  |  | IT |  |  |  | CH |  |  |  | AT |  |  |  | BE |  |  |  | LU |  |  |  | NL |  |  |  | CZ |  |  |  | PL |  |  |  | DK |  |  |  | SE |  |  |  | NO |  |  |  | FI |  |  |  | GB
|  | 2020 | 2023 | 2025 | 2030 | 2020 | 2023 | 2025 | 2030 | 2020 | 2023 | 2025 | 2030 | 2020 | 2023 | 2025 | 2030 | 2020 | 2023 | 2025 | 2030 | 2020 | 2023 | 2025 | 2030 | 2020 | 2023 | 2025 | 2030 | 2020 | 2023 | 2025 | 2030 | 2020 | 2023 | 2025 | 2030 | 2020 | 2023 | 2025 | 2030 | 2020 | 2023 | 2025 | 2030 | 2020 | 2023 | 2025 | 2030 | 2020 | 2023 | 2025 | 2030 | 2020 | 2023 | 2025 | 2030 | 2020 | 2023 | 2025 | 2030
Installed net capacity in GWel4)
Nuclear Power | GWel | 8.1 | 0 | 0 | 0 | 63 | 58 | 52.2 | 37.6 | 0 | 0 | 0 | 0 | 3 | 3 | 2.6 | 2.2 | 0 | 0 | 0 | 0 | 5.9 | 2.9 | 2.4 | 0 | 0 | 0 | 0 | 0 | 0.5 | 0.5 | 0.5 | 0.5 | 3.9 | 3.9 | 3.9 | 3.9 | 0 | 0 | 0 | 0 | 0 | 0 | 0 | 0 | 7.7 | 6.8 | 6.8 | 6.8 | 0 | 0 | 0 | 0 | 4.4 | 4.4 | 5.8 | 5.3 | 8.9 | 5.8 | 6.3 | 7.8
Lignite | GWel | 18.1 | 18 | 16.2 | 14.7 | 0 | 0 | 0 | 0 | 0 | 0 | 0 | 0 | 0 | 0 | 0 | 0 | 0 | 0 | 0 | 0 | 0 | 0 | 0 | 0 | 0 | 0 | 0 | 0 | 0 | 0 | 0 | 0 | 8.1 | 6.7 | 6.7 | 6.3 | 8.2 | 7.6 | 7.6 | 6.6 | 0 | 0 | 0 | 0 | 0 | 0 | 0 | 0 | 0 | 0 | 0 | 0 | 0 | 0 | 0 | 0 | 0 | 0 | 0 | 0
of which lignite cold reserve6) | GWel | 0 | 0 | 0 | 0 | 0 | 0 | 0 | 0 | 0 | 0 | 0 | 0 | 0 | 0 | 0 | 0 | 0 | 0 | 0 | 0 | 0 | 0 | 0 | 0 | 0 | 0 | 0 | 0 | 0 | 0 | 0 | 0 | 0 | 0 | 0 | 0 | 0 | 0 | 0 | 0 | 0 | 0 | 0 | 0 | 0 | 0 | 0 | 0 | 0 | 0 | 0 | 0 | 0 | 0 | 0 | 0 | 0 | 0 | 0 | 0
Hard coal | GWel | 21.4 | 14.2 | 14 | 11 | 2.9 | 0 | 0 | 0 | 5.4 | 2.1 | 2.1 | 0 | 0 | 0 | 0 | 0 | 0.6 | 0.6 | 0.3 | 0 | 0 | 0 | 0 | 0 | 0 | 0 | 0 | 0 | 4.6 | 4.6 | 4.6 | 4.6 | 2.3 | 1.5 | 1.5 | 1.5 | 18.2 | 11.1 | 11.9 | 11.6 | 1.4 | 1.4 | 0 | 0 | 0.1 | 0.1 | 0 | 0 | 0 | 0 | 0 | 0 | 1.1 | 0.6 | 0.6 | 0 | 7.8 | 0 | 0 | 0
of which hard coal cold reserve6) | GWel | 5.6 | 0 | 0 | 0 | 0 | 0 | 0 | 0 | 5.4 | 2.1 | 0 | 0 | 0 | 0 | 0 | 0 | 0 | 0 | 0 | 0 | 0 | 0 | 0 | 0 | 0 | 0 | 0 | 0 | 0 | 0.8 | 0 | 0 | 0.8 | 0 | 0 | 0 | 6.8 | 0 | 0 | 0 | 0 | 0 | 0 | 0 | 0 | 0 | 0 | 0 | 0 | 0 | 0 | 0 | 0 | 0 | 0 | 0 | 7.8 | 0 | 0 | 0
Natural gas | GWel | 26 | 28.4 | 29.4 | 29.4 | 9.2 | 9.3 | 9.3 | 9.4 | 43 | 29.3 | 27 | 27 | 0.5 | 0.5 | 0.5 | 0.5 | 5 | 5 | 5.3 | 5.9 | 4.2 | 2.9 | 2.9 | 3 | 0.1 | 0.1 | 0.1 | 0.1 | 12.4 | 11.5 | 11.5 | 11.4 | 1.8 | 1.5 | 1.5 | 1.4 | 2.8 | 3.6 | 3.8 | 4.2 | 2.5 | 2.5 | 4.2 | 4.2 | 1.5 | 1.4 | 1.6 | 1.9 | 0.6 | 0.6 | 0.6 | 0.6 | 1.9 | 2.5 | 2.5 | 3.1 | 31.3 | 23.4 | 22.6 | 15.3
of which Erdgas cold reserve6) | GWel | 4.7 | 0 | 0 | 0 | 0 | 0 | 0 | 0 | 13.7 | 0 | 0 | 0 | 0 | 0 | 0 | 0 | 0 | 0 | 0 | 0 | 1.3 | 0 | 0 | 0 | 0 | 0 | 0 | 0 | 4.3 | 1.3 | 1.3 | 0 | 1.2 | 0 | 0 | 0 | 0 | 0 | 0 | 0 | 0 | 0 | 0 | 0 | 0.1 | 0 | 0 | 0 | 0 | 0 | 0 | 0 | 0 | 0 | 0 | 0 | 1.7 | 0 | 0 | 0
Gas turbine (without heat utilisation) | GWel | 2.7 | 1.2 | 1.2 | 1.2 | 2.6 | 2.1 | 2.1 | 1.9 | 1.8 | 0.4 | 0.2 | 0.2 | 0 | 0 | 0 | 0 | 0 | 0 | 0 | 0 | 0.3 | 0.2 | 0.2 | 0.2 | 0 | 0 | 0 | 0 | 0 | 0 | 0 | 0 | 0.1 | 0 | 0 | 0 | 0 | 0 | 0 | 0 | 0.2 | 0 | 0 | 0 | 1.3 | 0 | 0 | 0 | 0.3 | 0 | 0 | 0 | 1.1 | 0 | 0 | 0 | 1 | 0.8 | 0.8 | 0.8
of which GT in cold reserve | GWel | 2.7 | 0.4 | 0.8 | 0 | 0 | 0 | 0 | 0 | 0 | 0 | 0 | 0 | 0 | 0 | 0 | 0 | 0 | 0 | 0 | 0 | 0.3 | 0.2 | 0.2 | 0 | 0 | 0 | 0 | 0 | 0 | 0 | 0 | 0 | 0 | 0 | 0 | 0 | 0 | 0 | 0 | 0 | 0 | 0 | 0 | 0 | 1.3 | 0 | 0 | 0 | 0.3 | 0 | 0 | 0 | 0.8 | 0 | 0 | 0 | 1 | 0 | 0 | 0
Mineral oil | GWel | 2.2 | 0.6 | 0.6 | 0.9 | 0.4 | 0.3 | 0.3 | 0.2 | 3.1 | 1.6 | 1.6 | 1.6 | 0 | 0 | 0 | 0 | 0 | 0 | 0 | 0 | 0.1 | 0.1 | 0.1 | 0 | 0 | 0 | 0 | 0 | 0 | 0 | 0 | 0 | 0 | 0 | 0 | 0 | 0.1 | 0.1 | 0.1 | 0.1 | 0.7 | 0.2 | 0.2 | 0.2 | 1.3 | 0.5 | 0.5 | 0.2 | 0 | 0 | 0 | 0 | 0.1 | 0.1 | 0.1 | 0.1 | 0.1 | 0 | 0 | 0
of which mineral oil cold reserve6) | GWel | 0 | 0 | 0 | 0 | 0 | 0 | 0 | 0 | 1.5 | 0 | 0 | 0 | 0 | 0 | 0 | 0 | 0 | 0 | 0 | 0 | 0 | 0 | 0 | 0 | 0 | 0 | 0 | 0 | 0 | 0 | 0 | 0 | 0 | 0 | 0 | 0 | 0 | 0 | 0 | 0 | 0.5 | 0 | 0 | 0 | 0.7 | 0 | 0 | 0 | 0 | 0 | 0 | 0 | 0 | 0 | 0 | 0 | 0 | 0 | 0 | 0
Engines | GWel | 0 | 0 | 0 | 0 | 6.9 | 9.2 | 9.2 | 9.2 | 0 | 0 | 0 | 0 | 0 | 0 | 0 | 0 | 0 | 0 | 0 | 0 | 0 | 0 | 0 | 0 | 0 | 0 | 0 | 0 | 0 | 0 | 0 | 0 | 0 | 0 | 0 | 0 | 0 | 0 | 0 | 0.1 | 0 | 0 | 0 | 0 | 0 | 0 | 0 | 0 | 0 | 0 | 0 | 0 | 0 | 0 | 0 | 0 | 0 | 0 | 0 | 3.6
of which engines cold reserve6) | GWel | 0 | 0 | 0 | 0 | 0 | 0 | 0 | 0 | 0 | 0 | 0 | 0 | 0 | 0 | 0 | 0 | 0 | 0 | 0 | 0 | 0 | 0 | 0 | 0 | 0 | 0 | 0 | 0 | 0 | 0 | 0 | 0 | 0 | 0 | 0 | 0 | 0 | 0 | 0 | 0 | 0 | 0 | 0 | 0 | 0 | 0 | 0 | 0 | 0 | 0 | 0 | 0 | 0 | 0 | 0 | 0 | 0 | 0 | 0 | 0
Exploited flexibility options | GWel | 0.4 | 0.4 | 0.4 | 0.9 | 4.3 | 4.2 | 4.3 | 4.3 | 1.2 | 2.2 | 2.2 | 2.7 | 0 | 0 | 0 | 0 | 0.3 | 0.3 | 0.3 | 0.4 | 0.4 | 0.4 | 0.4 | 0.9 | 0 | 0 | 0 | 0 | 0 | 0.1 | 0.1 | 0.5 | 0 | 0 | 0 | 0 | 0.6 | 2.5 | 1.3 | 1.6 | 0.1 | 0.5 | 0.3 | 0.6 | 0 | 0 | 0 | 0 | 0 | 0 | 0 | 0 | 0 | 0 | 0 | 0 | 0 | 2.6 | 2.6 | 5.7
of which DSM2) | GWel | 0 | 0 | 0 | 0 | 0.3 | 0.2 | 0.3 | 0.3 | 0 | 0 | 0 | 0 | 0 | 0 | 0 | 0 | 0 | 0 | 0 | 0 | 0 | 0 | 0 | 0.2 | 0 | 0 | 0 | 0 | 0 | 0 | 0 | 0 | 0 | 0 | 0 | 0 | 0 | 1.2 | 0 | 0.2 | 0 | 0.2 | 0 | 0.3 | 0 | 0 | 0 | 0 | 0 | 0 | 0 | 0 | 0 | 0 | 0 | 0 | 0 | 0 | 0 | 2.8
of which emergency power systems | GWel | 0.4 | 0.4 | 0.4 | 0.9 | 4 | 4 | 4 | 4 | 1.2 | 2.2 | 2.2 | 2.7 | 0 | 0 | 0 | 0 | 0.3 | 0.3 | 0.3 | 0.4 | 0.4 | 0.4 | 0.4 | 0.7 | 0 | 0 | 0 | 0 | 0 | 0.1 | 0.1 | 0.5 | 0 | 0 | 0 | 0 | 0.6 | 1.3 | 1.3 | 1.4 | 0.1 | 0.3 | 0.3 | 0.3 | 0 | 0 | 0 | 0 | 0 | 0 | 0 | 0 | 0 | 0 | 0 | 0 | 0 | 2.6 | 2.6 | 2.9
Exploitable flexibility options | GWel | 12.8 | 17.6 | 19 | 20.1 | 8.3 | 10.8 | 11.7 | 12.8 | 7.5 | 10.3 | 11.3 | 12.4 | 1.5 | 1.8 | 1.9 | 2 | 1.5 | 2.2 | 2.4 | 2.8 | 2 | 2.8 | 3.1 | 3.4 | 0.1 | 0.2 | 0.2 | 0.2 | 2.5 | 3.4 | 3.7 | 4 | 1.2 | 1.8 | 2 | 2.2 | 3.2 | 4.4 | 4.9 | 5.6 | 0.6 | 0.8 | 0.8 | 0.9 | 3 | 4.5 | 5 | 5.6 | 3.1 | 4.2 | 4.6 | 5 | 2.2 | 3.3 | 3.7 | 4.1 | 6.5 | 8.7 | 9.5 | 10.5
of which DSM2) | GWel | 8.3 | 13.1 | 14.5 | 15.6 | 4.3 | 6.8 | 7.7 | 8.8 | 4.8 | 7.6 | 8.6 | 9.7 | 0.4 | 0.7 | 0.8 | 0.9 | 1.1 | 1.8 | 2 | 2.4 | 1.3 | 2.1 | 2.4 | 2.7 | 0 | 0.1 | 0.1 | 0.1 | 1.4 | 2.3 | 2.6 | 2.9 | 0.8 | 1.4 | 1.6 | 1.8 | 1.8 | 3 | 3.5 | 4.2 | 0.3 | 0.5 | 0.5 | 0.6 | 2.3 | 3.8 | 4.3 | 4.9 | 1.8 | 2.9 | 3.3 | 3.7 | 1.7 | 2.8 | 3.2 | 3.6 | 3.6 | 5.8 | 6.6 | 7.6
of which emergency power systems | GWel | 4.5 | 4.5 | 4.5 | 4.5 | 4 | 4 | 4 | 4 | 2.7 | 2.7 | 2.7 | 2.7 | 1.1 | 1.1 | 1.1 | 1.1 | 0.4 | 0.4 | 0.4 | 0.4 | 0.7 | 0.7 | 0.7 | 0.7 | 0.1 | 0.1 | 0.1 | 0.1 | 1.1 | 1.1 | 1.1 | 1.1 | 0.4 | 0.4 | 0.4 | 0.4 | 1.4 | 1.4 | 1.4 | 1.4 | 0.3 | 0.3 | 0.3 | 0.3 | 0.7 | 0.7 | 0.7 | 0.7 | 1.3 | 1.3 | 1.3 | 1.3 | 0.5 | 0.5 | 0.5 | 0.5 | 2.9 | 2.9 | 2.9 | 2.9
Hydro | GWel | 12.2 | 12.2 | 12.2 | 12.2 | 25.3 | 25.3 | 25.3 | 25.3 | 22.4 | 22.4 | 22.4 | 22.5 | 15.3 | 15.3 | 15.3 | 15.3 | 14 | 14.2 | 14.2 | 14.2 | 1.4 | 1.7 | 1.7 | 1.8 | 1.3 | 1.3 | 1.3 | 1.3 | 0 | 0 | 0 | 0 | 2.3 | 2.3 | 2.3 | 2.3 | 2.4 | 2.4 | 2.4 | 2.5 | 0 | 0 | 0 | 0 | 16.5 | 16.5 | 16.6 | 16.6 | 32.4 | 32.4 | 32.4 | 32.4 | 3.4 | 3.5 | 3.5 | 3.6 | 4.8 | 4.8 | 4.8 | 4.8
Storage & pumped storage | GWel | 6.6 | 6.6 | 6.6 | 6.6 | 15.2 | 15.2 | 15.2 | 15.2 | 17 | 17 | 17 | 17 | 11.1 | 11.1 | 11.1 | 11.1 | 8.3 | 8.5 | 8.5 | 8.5 | 1.3 | 1.6 | 1.6 | 1.6 | 1.3 | 1.3 | 1.3 | 1.3 | 0 | 0 | 0 | 0 | 1.2 | 1.2 | 1.2 | 1.2 | 1.8 | 1.8 | 1.8 | 1.8 | 0 | 0 | 0 | 0 | 16.5 | 16.5 | 16.6 | 16.6 | 32.4 | 32.4 | 32.4 | 32.4 | 3.4 | 3.5 | 3.5 | 3.6 | 2.9 | 2.9 | 2.9 | 2.9
Run-of-river5) | GWel | 5.6 | 5.6 | 5.6 | 5.6 | 10.1 | 10.1 | 10.1 | 10.1 | 5.4 | 5.4 | 5.4 | 5.5 | 4.1 | 4.1 | 4.1 | 4.1 | 5.7 | 5.7 | 5.7 | 5.7 | 0.1 | 0.1 | 0.1 | 0.2 | 0 | 0 | 0 | 0 | 0 | 0 | 0 | 0 | 1.1 | 1.1 | 1.1 | 1.1 | 0.6 | 0.6 | 0.6 | 0.7 | 0 | 0 | 0 | 0 | 0 | 0 | 0 | 0 | 0 | 0 | 0 | 0 | 0 | 0 | 0 | 0 | 1.9 | 1.9 | 1.9 | 1.9
Bioenergy | GWel | 7.4 | 7.4 | 7.5 | 6.1 | 2.9 | 3.1 | 3.3 | 3.4 | 5.4 | 5.4 | 5.4 | 7.5 | 0.4 | 0.6 | 0.7 | 1.3 | 0.8 | 0.8 | 0.8 | 0.8 | 0.9 | 0.8 | 0.8 | 0.8 | 0 | 0 | 0 | 0 | 2.3 | 2.3 | 2.3 | 2.3 | 0.3 | 0.3 | 0.3 | 0.3 | 2 | 2 | 2.1 | 2.1 | 3.2 | 3.1 | 3.1 | 2.9 | 2.6 | 2.6 | 2.6 | 3.2 | 0.2 | 0.2 | 0.2 | 0.3 | 3 | 2.9 | 2.9 | 3.3 | 17.2 | 17.2 | 17.2 | 17.2
Wind energy | GWel | 64.1 | 69.6 | 73.5 | 90.3 | 17.3 | 24.8 | 29.8 | 43.3 | 11.2 | 12.8 | 13.8 | 16.2 | 0.1 | 0.2 | 0.2 | 0.4 | 3.9 | 4.2 | 4.4 | 5 | 4.7 | 5 | 5.2 | 5.6 | 0.2 | 0.2 | 0.2 | 0.2 | 7.5 | 10.2 | 12 | 15.6 | 0.6 | 0.7 | 0.8 | 1 | 7.1 | 8 | 8.7 | 11.5 | 6.6 | 7.3 | 7.7 | 8.5 | 7.1 | 8.3 | 9 | 11 | 2.9 | 3 | 3.1 | 3.3 | 2 | 2.4 | 2.7 | 3 | 20.2 | 27.5 | 32.4 | 38.3
Wind energy Onshore1) | GWel | 56.6 | 60.7 | 63.3 | 74 | 16.3 | 22.3 | 26.3 | 36.3 | 11.2 | 12.5 | 13.4 | 15.6 | 0.1 | 0.2 | 0.2 | 0.4 | 3.9 | 4.2 | 4.4 | 5 | 2.4 | 2.7 | 2.9 | 3.3 | 0.2 | 0.2 | 0.2 | 0.2 | 5.1 | 5.8 | 6.2 | 6.7 | 0.6 | 0.7 | 0.8 | 1 | 7.1 | 7.7 | 8.1 | 9.2 | 4.3 | 4.7 | 5 | 5.6 | 6.9 | 8.1 | 8.9 | 10.8 | 2.9 | 3 | 3.1 | 3.3 | 1.6 | 2 | 2.2 | 2.3 | 12 | 13.9 | 15.2 | 16.1
Wind energy Offshore1) | GWel | 7.5 | 8.9 | 10.3 | 16.4 | 1 | 2.5 | 3.5 | 7 | 0 | 0.3 | 0.4 | 0.7 | 0 | 0 | 0 | 0 | 0 | 0 | 0 | 0 | 2.3 | 2.3 | 2.3 | 2.3 | 0 | 0 | 0 | 0 | 2.4 | 4.4 | 5.7 | 8.9 | 0 | 0 | 0 | 0 | 0 | 0.4 | 0.6 | 2.3 | 2.3 | 2.5 | 2.7 | 2.9 | 0.2 | 0.2 | 0.2 | 0.2 | 0 | 0 | 0 | 0 | 0.4 | 0.5 | 0.5 | 0.7 | 8.2 | 13.6 | 17.1 | 22.2
PV1) | GWel | 49.9 | 60.4 | 67 | 82.8 | 11.6 | 17.5 | 21.4 | 31.4 | 21 | 22.2 | 23.1 | 25.2 | 2.6 | 3.5 | 4.1 | 5.6 | 2 | 2.7 | 3.2 | 4.5 | 4 | 4.3 | 4.5 | 5.1 | 0.1 | 0.2 | 0.2 | 0.2 | 4.4 | 6.3 | 7.6 | 11.4 | 2.4 | 3.1 | 3.5 | 3.5 | 0.4 | 0.5 | 0.6 | 2.4 | 1.1 | 1.6 | 1.9 | 2.9 | 0.7 | 1 | 1.2 | 1.7 | 0 | 0 | 0 | 0.4 | 0.1 | 0.3 | 0.4 | 1.2 | 16.8 | 18 | 18.8 | 24.5
Other energy sources | GWel | 4.2 | 4.2 | 4.1 | 4 | 1.2 | 1.4 | 1.4 | 1.8 | 1.6 | 1.6 | 1.6 | 1.6 | 0.1 | 0.1 | 0.1 | 0.1 | 0.6 | 0.6 | 0.6 | 0.6 | 0.6 | 0.6 | 0.6 | 0.6 | 0 | 0 | 0 | 0 | 1.6 | 1.6 | 1.1 | 0.8 | 0 | 0 | 0 | 0 | 0.2 | 0.2 | 0.2 | 0 | 0.3 | 0.3 | 0.3 | 0.3 | 0.9 | 0.9 | 0.9 | 0.9 | 0.1 | 0.1 | 0.1 | 0.1 | 2.5 | 2.5 | 2.5 | 2.5 | 1 | 1 | 1 | 1
Annual peak load3) | GWel | 90.2 | 89.6 | 88.8 | 88.7 | 97.6 | 96.2 | 96 | 96 | 56 | 57 | 57.1 | 58.2 | 10.4 | 10.5 | 10.6 | 11 | 11.3 | 11.4 | 11.5 | 12 | 14.7 | 14.8 | 15 | 16.1 | 1.2 | 1.2 | 1.2 | 1.3 | 18 | 19 | 19.8 | 22.4 | 11.1 | 11.3 | 11.5 | 11.9 | 25.6 | 25.9 | 26.1 | 26.8 | 6.1 | 6.2 | 6.3 | 6.6 | 24.8 | 24.8 | 24.9 | 25.2 | 22.7 | 23 | 23.1 | 23.5 | 13.4 | 13.2 | 13.1 | 12.9 | 61.8 | 61.4 | 62.4 | 66.8
Annual demand (net) | TWhel | 570.2 | 560.8 | 556 | 545.4 | 490.8 | 488.4 | 489.3 | 501.4 | 319.6 | 321.9 | 323 | 333.7 | 61.1 | 61.5 | 62.1 | 64.8 | 68.1 | 68.6 | 69.1 | 71.3 | 93.2 | 93.7 | 94.6 | 99.3 | 6.8 | 6.9 | 7 | 7.2 | 110.9 | 114.6 | 117.7 | 126.1 | 64.7 | 65.8 | 66.7 | 68.7 | 161.3 | 163 | 164.6 | 168.3 | 34.5 | 34.8 | 35.2 | 36.4 | 130.6 | 129 | 129 | 130.3 | 113.7 | 112.9 | 112.9 | 113.7 | 77.8 | 76 | 75.3 | 74.5 | 361 | 359.3 | 362.3 | 379.3
Passenger cars (E-Mobility) | Number | 295513 | 714049 | 1244292 | 4394405 | 552178 | 1811732 | 3554064 | 11146516 | 313892 | 869002 | 1541598 | 5065144 | 80236 | 255276 | 499113 | 1598192 | 63218 | 171625 | 313164 | 1062143 | 134055 | 420966 | 808817 | 2599787 | 2769 | 8678 | 16789 | 71037 | 489103 | 1276985 | 2050717 | 4234106 | 3010 | 7117 | 12623 | 51163 | 10473 | 31750 | 66182 | 394734 | 26108 | 56857 | 95454 | 312894 | 169295 | 493901 | 865661 | 2156177 | 524589 | 967018 | 1279669 | 1997350 | 20171 | 83011 | 177884 | 623037 | 463159 | 1582134 | 3202423 | 10841831
Electric heat pumps (buildings) | Number | 3213100 | 3574300 | 3866700 | 4445400 | 2266300 | 2416800 | 2532000 | 2816300 | 376500 | 390200 | 403200 | 458500 | 352200 | 387400 | 411500 | 466400 | 227400 | 252900 | 276200 | 328200 | 336100 | 398400 | 448600 | 580900 | 13400 | 15300 | 17000 | 21700 | 573800 | 650000 | 717100 | 854000 | 625000 | 694800 | 740400 | 810100 | 544600 | 625400 | 679300 | 821300 | 185800 | 214100 | 235700 | 291500 | 718800 | 761600 | 784000 | 813100 | 509000 | 553400 | 578100 | 621700 | 514600 | 561500 | 586400 | 626900 | 2883500 | 3223500 | 3410700 | 3712800
Footnotes
1) At mid-year in each case
2) Voluntary load reduction by industry
3) Mean values over the five modelled weather years (2009 - 2013)
4) Output available on the market excluding regulatory reserves
5) In Italy and France pondage water is modelled following storage water and is listed here under the same category.
6) Power plants that were model-endogenously temporarily decommissioned (mothballed / conserved) for economic reasons.

## 2
Back to the table of contents |  | Disclaimer: The information in this data annex should not be used in isolation from the corresponding explanations in the report!
Sensitivity "best-guess cost flexibility options" |  | DE |  |  |  | FR |  |  |  | IT |  |  |  | CH |  |  |  | AT |  |  |  | BE |  |  |  | LU |  |  |  | NL |  |  |  | CZ |  |  |  | PL |  |  |  | DK |  |  |  | SE |  |  |  | NO |  |  |  | FI |  |  |  | GB
|  | 2020 | 2023 | 2025 | 2030 | 2020 | 2023 | 2025 | 2030 | 2020 | 2023 | 2025 | 2030 | 2020 | 2023 | 2025 | 2030 | 2020 | 2023 | 2025 | 2030 | 2020 | 2023 | 2025 | 2030 | 2020 | 2023 | 2025 | 2030 | 2020 | 2023 | 2025 | 2030 | 2020 | 2023 | 2025 | 2030 | 2020 | 2023 | 2025 | 2030 | 2020 | 2023 | 2025 | 2030 | 2020 | 2023 | 2025 | 2030 | 2020 | 2023 | 2025 | 2030 | 2020 | 2023 | 2025 | 2030 | 2020 | 2023 | 2025 | 2030
Installed net capacity in GWel4)
Nuclear Power | GWel | 8.1 | 0 | 0 | 0 | 63 | 58 | 52.2 | 37.6 | 0 | 0 | 0 | 0 | 3 | 3 | 2.6 | 2.2 | 0 | 0 | 0 | 0 | 5.9 | 2.9 | 2.4 | 0 | 0 | 0 | 0 | 0 | 0.5 | 0.5 | 0.5 | 0.5 | 3.9 | 3.9 | 3.9 | 3.9 | 0 | 0 | 0 | 0 | 0 | 0 | 0 | 0 | 7.7 | 6.8 | 6.8 | 6.8 | 0 | 0 | 0 | 0 | 4.4 | 4.4 | 5.8 | 5.3 | 8.9 | 5.8 | 6.3 | 7.8
Lignite | GWel | 18.1 | 18 | 16.2 | 14.7 | 0 | 0 | 0 | 0 | 0 | 0 | 0 | 0 | 0 | 0 | 0 | 0 | 0 | 0 | 0 | 0 | 0 | 0 | 0 | 0 | 0 | 0 | 0 | 0 | 0 | 0 | 0 | 0 | 8.1 | 6.7 | 6.7 | 6.3 | 8.2 | 7.6 | 7.6 | 6.6 | 0 | 0 | 0 | 0 | 0 | 0 | 0 | 0 | 0 | 0 | 0 | 0 | 0 | 0 | 0 | 0 | 0 | 0 | 0 | 0
of which lignite cold reserve6) | GWel | 0 | 0 | 0 | 0 | 0 | 0 | 0 | 0 | 0 | 0 | 0 | 0 | 0 | 0 | 0 | 0 | 0 | 0 | 0 | 0 | 0 | 0 | 0 | 0 | 0 | 0 | 0 | 0 | 0 | 0 | 0 | 0 | 0 | 0 | 0 | 0 | 0 | 0 | 0 | 0 | 0 | 0 | 0 | 0 | 0 | 0 | 0 | 0 | 0 | 0 | 0 | 0 | 0 | 0 | 0 | 0 | 0 | 0 | 0 | 0
Hard coal | GWel | 21.4 | 14.2 | 14 | 11 | 2.9 | 0 | 0 | 0 | 5.4 | 2.1 | 2.1 | 0 | 0 | 0 | 0 | 0 | 0.6 | 0.6 | 0.3 | 0 | 0 | 0 | 0 | 0 | 0 | 0 | 0 | 0 | 4.6 | 4.6 | 4.6 | 4.6 | 2.3 | 1.5 | 1.5 | 1.5 | 18.2 | 11 | 11.8 | 11.5 | 1.4 | 1.4 | 0 | 0 | 0.1 | 0.1 | 0 | 0 | 0 | 0 | 0 | 0 | 1.1 | 0.6 | 0.6 | 0 | 7.8 | 0 | 0 | 0
of which hard coal cold reserve6) | GWel | 5.6 | 0 | 0 | 0 | 0 | 0 | 0 | 0 | 5.4 | 2.1 | 0 | 0 | 0 | 0 | 0 | 0 | 0 | 0 | 0 | 0 | 0 | 0 | 0 | 0 | 0 | 0 | 0 | 0 | 0 | 0 | 0 | 0 | 0.8 | 0 | 0 | 0 | 6.9 | 0 | 0 | 0 | 0 | 0 | 0 | 0 | 0 | 0 | 0 | 0 | 0 | 0 | 0 | 0 | 0 | 0 | 0 | 0 | 7.8 | 0 | 0 | 0
Natural gas | GWel | 26 | 28.4 | 29.4 | 29.4 | 9.2 | 9.3 | 9.3 | 9.4 | 43 | 25.6 | 25.6 | 25.7 | 0.5 | 0.5 | 0.5 | 0.5 | 5 | 5 | 5.3 | 5.9 | 4.2 | 2.9 | 2.9 | 3 | 0.1 | 0.1 | 0.1 | 0.1 | 12.4 | 11.5 | 11.5 | 11.4 | 1.8 | 1.5 | 1.5 | 1.4 | 2.8 | 3.6 | 3.8 | 4.2 | 2.5 | 2.5 | 4.2 | 4.2 | 1.5 | 1.4 | 1.6 | 1.9 | 0.6 | 0.6 | 0.6 | 0.6 | 1.9 | 2.5 | 2.5 | 3.1 | 31.3 | 22.6 | 21.7 | 15.3
of which natural gas cold reserve6) | GWel | 4.7 | 0 | 0 | 0 | 0 | 0 | 0 | 0 | 13.7 | 0 | 0 | 0 | 0 | 0 | 0 | 0 | 0 | 0 | 0 | 0 | 1.3 | 0 | 0 | 0 | 0 | 0 | 0 | 0 | 4.9 | 1.3 | 1.3 | 0 | 1.2 | 0 | 0 | 0 | 0 | 0 | 0 | 0 | 0 | 0 | 0 | 0 | 0.1 | 0 | 0 | 0 | 0 | 0 | 0 | 0 | 0 | 0 | 0 | 0 | 1.9 | 0 | 0 | 0
Gas turbine (without heat utilisation) | GWel | 2.7 | 0.8 | 0.8 | 0.8 | 2.6 | 2.1 | 2.1 | 1.8 | 1.8 | 0.1 | 0.1 | 0.1 | 0 | 0 | 0 | 0 | 0 | 0 | 0 | 0 | 0.3 | 0.1 | 0.1 | 0.1 | 0 | 0 | 0 | 0 | 0 | 0 | 0 | 0 | 0.1 | 0 | 0 | 0 | 0 | 0 | 0 | 0 | 0.2 | 0 | 0 | 0 | 1.3 | 0 | 0 | 0 | 0.3 | 0 | 0 | 0 | 1.1 | 0 | 0 | 0 | 1 | 0.6 | 0.6 | 0.6
of which GT in cold reserve | GWel | 2.7 | 0.8 | 0.8 | 0.5 | 0 | 0 | 0 | 0.2 | 1.5 | 0 | 0 | 0 | 0 | 0 | 0 | 0 | 0 | 0 | 0 | 0 | 0.3 | 0.1 | 0.1 | 0 | 0 | 0 | 0 | 0 | 0 | 0 | 0 | 0 | 0 | 0 | 0 | 0 | 0 | 0 | 0 | 0 | 0.2 | 0 | 0 | 0 | 1.3 | 0 | 0 | 0 | 0.3 | 0 | 0 | 0 | 1.1 | 0 | 0 | 0 | 1 | 0 | 0 | 0
Mineral oil | GWel | 0.7 | 0.6 | 0.6 | 0.6 | 0.4 | 0.3 | 0.3 | 0.2 | 3.1 | 1.6 | 1.6 | 1.6 | 0 | 0 | 0 | 0 | 0 | 0 | 0 | 0 | 0.1 | 0.1 | 0.1 | 0 | 0 | 0 | 0 | 0 | 0 | 0 | 0 | 0 | 0 | 0 | 0 | 0 | 0.1 | 0.1 | 0.1 | 0.1 | 0.7 | 0.2 | 0.2 | 0.2 | 1.3 | 0.5 | 0.5 | 0.2 | 0 | 0 | 0 | 0 | 0.1 | 0.1 | 0.1 | 0.1 | 0.1 | 0 | 0 | 0
of which mineral oil cold reserve6) | GWel | 0 | 0 | 0 | 0 | 0 | 0 | 0 | 0 | 1.5 | 0 | 0 | 0 | 0 | 0 | 0 | 0 | 0 | 0 | 0 | 0 | 0 | 0 | 0 | 0 | 0 | 0 | 0 | 0 | 0 | 0 | 0 | 0 | 0 | 0 | 0 | 0 | 0 | 0 | 0 | 0 | 0.5 | 0 | 0 | 0 | 0.7 | 0 | 0 | 0 | 0 | 0 | 0 | 0 | 0 | 0 | 0 | 0 | 0 | 0 | 0 | 0
Engines | GWel | 0 | 0 | 0 | 0 | 6.9 | 9.2 | 9.2 | 9.2 | 0 | 0 | 0 | 0 | 0 | 0 | 0 | 0 | 0 | 0 | 0 | 0 | 0 | 0 | 0 | 0 | 0 | 0 | 0 | 0 | 0 | 0 | 0 | 0 | 0 | 0 | 0 | 0 | 0 | 0 | 0 | 0 | 0 | 0 | 0 | 0 | 0 | 0 | 0 | 0 | 0 | 0 | 0 | 0 | 0 | 0 | 0 | 0 | 0 | 0 | 0 | 3.3
of which engines cold reserve6) | GWel | 0 | 0 | 0 | 0 | 0 | 0 | 0 | 0 | 0 | 0 | 0 | 0 | 0 | 0 | 0 | 0 | 0 | 0 | 0 | 0 | 0 | 0 | 0 | 0 | 0 | 0 | 0 | 0 | 0 | 0 | 0 | 0 | 0 | 0 | 0 | 0 | 0 | 0 | 0 | 0 | 0 | 0 | 0 | 0 | 0 | 0 | 0 | 0 | 0 | 0 | 0 | 0 | 0 | 0 | 0 | 0 | 0 | 0 | 0 | 0
Exploited flexibility options | GWel | 1.9 | 2.1 | 2.2 | 2.2 | 4.3 | 4.2 | 4.3 | 5.3 | 2.7 | 6 | 3.4 | 4.4 | 0.5 | 0.5 | 0.5 | 0.5 | 0.3 | 0.3 | 0.3 | 0.4 | 0.4 | 0.4 | 0.4 | 1.4 | 0 | 0 | 0 | 0 | 0.4 | 0.4 | 0.4 | 0.5 | 0 | 0 | 0 | 0.4 | 0.7 | 2.6 | 1.3 | 1.8 | 0.6 | 0.6 | 0.6 | 0.5 | 0 | 0 | 0 | 0 | 0 | 0 | 0 | 0 | 0.7 | 0.7 | 0.7 | 0.7 | 0.3 | 3.6 | 3.6 | 6.1
of which DSM2) | GWel | 1.5 | 2.1 | 2.2 | 2.2 | 0.3 | 0.2 | 0.3 | 3.7 | 2.7 | 6 | 3.4 | 4.4 | 0.5 | 0.5 | 0.5 | 0.5 | 0.3 | 0.3 | 0.3 | 0.4 | 0.4 | 0.4 | 0.4 | 1.4 | 0 | 0 | 0 | 0 | 0.4 | 0.4 | 0.4 | 0.5 | 0 | 0 | 0 | 0.4 | 0.7 | 2.6 | 1.3 | 1.8 | 0.6 | 0.6 | 0.6 | 0.5 | 0 | 0 | 0 | 0 | 0 | 0 | 0 | 0 | 0.7 | 0.7 | 0.7 | 0.7 | 0.3 | 3.6 | 3.6 | 4.7
of which emergency power systems | GWel | 0.4 | 0 | 0 | 0 | 4 | 4 | 4 | 1.6 | 0 | 0 | 0 | 0 | 0 | 0 | 0 | 0 | 0 | 0 | 0 | 0 | 0 | 0 | 0 | 0 | 0 | 0 | 0 | 0 | 0 | 0 | 0 | 0 | 0 | 0 | 0 | 0 | 0 | 0 | 0 | 0 | 0 | 0 | 0 | 0 | 0 | 0 | 0 | 0 | 0 | 0 | 0 | 0 | 0 | 0 | 0 | 0 | 0 | 0 | 0 | 1.4
Exploitable flexibility options | GWel | 12.8 | 17.6 | 19 | 20.1 | 8.3 | 10.8 | 11.7 | 12.8 | 7.5 | 10.3 | 11.3 | 12.4 | 1.5 | 1.8 | 1.9 | 2 | 1.5 | 2.2 | 2.4 | 2.8 | 2 | 2.8 | 3.1 | 3.4 | 0.1 | 0.2 | 0.2 | 0.2 | 2.5 | 3.4 | 3.7 | 4 | 1.2 | 1.8 | 2 | 2.2 | 3.2 | 4.4 | 4.9 | 5.6 | 0.6 | 0.8 | 0.8 | 0.9 | 3 | 4.5 | 5 | 5.6 | 3.1 | 4.2 | 4.6 | 5 | 2.2 | 3.3 | 3.7 | 4.1 | 6.5 | 8.7 | 9.5 | 10.5
of which DSM2) | GWel | 8.3 | 13.1 | 14.5 | 15.6 | 4.3 | 6.8 | 7.7 | 8.8 | 4.8 | 7.6 | 8.6 | 9.7 | 0.4 | 0.7 | 0.8 | 0.9 | 1.1 | 1.8 | 2 | 2.4 | 1.3 | 2.1 | 2.4 | 2.7 | 0 | 0.1 | 0.1 | 0.1 | 1.4 | 2.3 | 2.6 | 2.9 | 0.8 | 1.4 | 1.6 | 1.8 | 1.8 | 3 | 3.5 | 4.2 | 0.3 | 0.5 | 0.5 | 0.6 | 2.3 | 3.8 | 4.3 | 4.9 | 1.8 | 2.9 | 3.3 | 3.7 | 1.7 | 2.8 | 3.2 | 3.6 | 3.6 | 5.8 | 6.6 | 7.6
of which emergency power systems | GWel | 4.5 | 4.5 | 4.5 | 4.5 | 4 | 4 | 4 | 4 | 2.7 | 2.7 | 2.7 | 2.7 | 1.1 | 1.1 | 1.1 | 1.1 | 0.4 | 0.4 | 0.4 | 0.4 | 0.7 | 0.7 | 0.7 | 0.7 | 0.1 | 0.1 | 0.1 | 0.1 | 1.1 | 1.1 | 1.1 | 1.1 | 0.4 | 0.4 | 0.4 | 0.4 | 1.4 | 1.4 | 1.4 | 1.4 | 0.3 | 0.3 | 0.3 | 0.3 | 0.7 | 0.7 | 0.7 | 0.7 | 1.3 | 1.3 | 1.3 | 1.3 | 0.5 | 0.5 | 0.5 | 0.5 | 2.9 | 2.9 | 2.9 | 2.9
Hydro | GWel | 12.2 | 12.2 | 12.2 | 12.2 | 25.3 | 25.3 | 25.3 | 25.3 | 22.4 | 22.4 | 22.4 | 22.5 | 15.3 | 15.3 | 15.3 | 15.3 | 14 | 14.2 | 14.2 | 14.2 | 1.4 | 1.7 | 1.7 | 1.8 | 1.3 | 1.3 | 1.3 | 1.3 | 0 | 0 | 0 | 0 | 2.3 | 2.3 | 2.3 | 2.3 | 2.4 | 2.4 | 2.4 | 2.5 | 0 | 0 | 0 | 0 | 16.5 | 16.5 | 16.6 | 16.6 | 32.4 | 32.4 | 32.4 | 32.4 | 3.4 | 3.5 | 3.5 | 3.6 | 4.8 | 4.8 | 4.8 | 4.8
Storage & pumped storage | GWel | 6.6 | 6.6 | 6.6 | 6.6 | 15.2 | 15.2 | 15.2 | 15.2 | 17 | 17 | 17 | 17 | 11.1 | 11.1 | 11.1 | 11.1 | 8.3 | 8.5 | 8.5 | 8.5 | 1.3 | 1.6 | 1.6 | 1.6 | 1.3 | 1.3 | 1.3 | 1.3 | 0 | 0 | 0 | 0 | 1.2 | 1.2 | 1.2 | 1.2 | 1.8 | 1.8 | 1.8 | 1.8 | 0 | 0 | 0 | 0 | 16.5 | 16.5 | 16.6 | 16.6 | 32.4 | 32.4 | 32.4 | 32.4 | 3.4 | 3.5 | 3.5 | 3.6 | 2.9 | 2.9 | 2.9 | 2.9
Run-of-river5) | GWel | 5.6 | 5.6 | 5.6 | 5.6 | 10.1 | 10.1 | 10.1 | 10.1 | 5.4 | 5.4 | 5.4 | 5.5 | 4.1 | 4.1 | 4.1 | 4.1 | 5.7 | 5.7 | 5.7 | 5.7 | 0.1 | 0.1 | 0.1 | 0.2 | 0 | 0 | 0 | 0 | 0 | 0 | 0 | 0 | 1.1 | 1.1 | 1.1 | 1.1 | 0.6 | 0.6 | 0.6 | 0.7 | 0 | 0 | 0 | 0 | 0 | 0 | 0 | 0 | 0 | 0 | 0 | 0 | 0 | 0 | 0 | 0 | 1.9 | 1.9 | 1.9 | 1.9
Bioenergy | GWel | 7.4 | 7.4 | 7.5 | 6.1 | 2.9 | 3.1 | 3.3 | 3.4 | 5.4 | 5.4 | 5.4 | 7.5 | 0.4 | 0.6 | 0.7 | 1.3 | 0.8 | 0.8 | 0.8 | 0.8 | 0.9 | 0.8 | 0.8 | 0.8 | 0 | 0 | 0 | 0 | 2.3 | 2.3 | 2.3 | 2.3 | 0.3 | 0.3 | 0.3 | 0.3 | 2 | 2 | 2.1 | 2.1 | 3.2 | 3.1 | 3.1 | 2.9 | 2.6 | 2.6 | 2.6 | 3.2 | 0.2 | 0.2 | 0.2 | 0.3 | 3 | 2.9 | 2.9 | 3.3 | 17.2 | 17.2 | 17.2 | 17.2
Wind energy | GWel | 64.1 | 69.6 | 73.5 | 90.3 | 17.3 | 24.8 | 29.8 | 43.3 | 11.2 | 12.8 | 13.8 | 16.2 | 0.1 | 0.2 | 0.2 | 0.4 | 3.9 | 4.2 | 4.4 | 5 | 4.7 | 5 | 5.2 | 5.6 | 0.2 | 0.2 | 0.2 | 0.2 | 7.5 | 10.2 | 12 | 15.6 | 0.6 | 0.7 | 0.8 | 1 | 7.1 | 8 | 8.7 | 11.5 | 6.6 | 7.3 | 7.7 | 8.5 | 7.1 | 8.3 | 9 | 11 | 2.9 | 3 | 3.1 | 3.3 | 2 | 2.4 | 2.7 | 3 | 20.2 | 27.5 | 32.4 | 38.3
Wind energy onshore1) | GWel | 56.6 | 60.7 | 63.3 | 74 | 16.3 | 22.3 | 26.3 | 36.3 | 11.2 | 12.5 | 13.4 | 15.6 | 0.1 | 0.2 | 0.2 | 0.4 | 3.9 | 4.2 | 4.4 | 5 | 2.4 | 2.7 | 2.9 | 3.3 | 0.2 | 0.2 | 0.2 | 0.2 | 5.1 | 5.8 | 6.2 | 6.7 | 0.6 | 0.7 | 0.8 | 1 | 7.1 | 7.7 | 8.1 | 9.2 | 4.3 | 4.7 | 5 | 5.6 | 6.9 | 8.1 | 8.9 | 10.8 | 2.9 | 3 | 3.1 | 3.3 | 1.6 | 2 | 2.2 | 2.3 | 12 | 13.9 | 15.2 | 16.1
Wind energy offshore1) | GWel | 7.5 | 8.9 | 10.3 | 16.4 | 1 | 2.5 | 3.5 | 7 | 0 | 0.3 | 0.4 | 0.7 | 0 | 0 | 0 | 0 | 0 | 0 | 0 | 0 | 2.3 | 2.3 | 2.3 | 2.3 | 0 | 0 | 0 | 0 | 2.4 | 4.4 | 5.7 | 8.9 | 0 | 0 | 0 | 0 | 0 | 0.4 | 0.6 | 2.3 | 2.3 | 2.5 | 2.7 | 2.9 | 0.2 | 0.2 | 0.2 | 0.2 | 0 | 0 | 0 | 0 | 0.4 | 0.5 | 0.5 | 0.7 | 8.2 | 13.6 | 17.1 | 22.2
PV1) | GWel | 49.9 | 60.4 | 67 | 82.8 | 11.6 | 17.5 | 21.4 | 31.4 | 21 | 22.2 | 23.1 | 25.2 | 2.6 | 3.5 | 4.1 | 5.6 | 2 | 2.7 | 3.2 | 4.5 | 4 | 4.3 | 4.5 | 5.1 | 0.1 | 0.2 | 0.2 | 0.2 | 4.4 | 6.3 | 7.6 | 11.4 | 2.4 | 3.1 | 3.5 | 3.5 | 0.4 | 0.5 | 0.6 | 2.4 | 1.1 | 1.6 | 1.9 | 2.9 | 0.7 | 1 | 1.2 | 1.7 | 0 | 0 | 0 | 0.4 | 0.1 | 0.3 | 0.4 | 1.2 | 16.8 | 18 | 18.8 | 24.5
Other energy sources | GWel | 4.2 | 4.2 | 4.1 | 4 | 1.2 | 1.4 | 1.4 | 1.8 | 1.6 | 1.6 | 1.6 | 1.6 | 0.1 | 0.1 | 0.1 | 0.1 | 0.6 | 0.6 | 0.6 | 0.6 | 0.6 | 0.6 | 0.6 | 0.6 | 0 | 0 | 0 | 0 | 1.6 | 1.6 | 1.1 | 0.8 | 0 | 0 | 0 | 0 | 0.2 | 0.2 | 0.2 | 0 | 0.3 | 0.3 | 0.3 | 0.3 | 0.9 | 0.9 | 0.9 | 0.9 | 0.1 | 0.1 | 0.1 | 0.1 | 2.5 | 2.5 | 2.5 | 2.5 | 1 | 1 | 1 | 1
Annual peak load3) | GWel | 90.2 | 89.6 | 88.8 | 88.7 | 97.6 | 96.2 | 96 | 96 | 56 | 57 | 57.1 | 58.2 | 10.4 | 10.5 | 10.6 | 11 | 11.3 | 11.4 | 11.5 | 12 | 14.7 | 14.8 | 15 | 16.1 | 1.2 | 1.2 | 1.2 | 1.3 | 18 | 19 | 19.8 | 22.4 | 11.1 | 11.3 | 11.5 | 11.9 | 25.6 | 25.9 | 26.1 | 26.8 | 6.1 | 6.2 | 6.3 | 6.6 | 24.8 | 24.8 | 24.9 | 25.2 | 22.7 | 23 | 23.1 | 23.5 | 13.4 | 13.2 | 13.1 | 12.9 | 61.8 | 61.4 | 62.4 | 66.8
Annual demand (net) | TWhel | 570.2 | 560.8 | 556 | 545.4 | 490.8 | 488.4 | 489.3 | 501.4 | 319.6 | 321.9 | 323 | 333.7 | 61.1 | 61.5 | 62.1 | 64.8 | 68.1 | 68.6 | 69.1 | 71.3 | 93.2 | 93.7 | 94.6 | 99.3 | 6.8 | 6.9 | 7 | 7.2 | 110.9 | 114.6 | 117.7 | 126.1 | 64.7 | 65.8 | 66.7 | 68.7 | 161.3 | 163 | 164.6 | 168.3 | 34.5 | 34.8 | 35.2 | 36.4 | 130.6 | 129 | 129 | 130.3 | 113.7 | 112.9 | 112.9 | 113.7 | 77.8 | 76 | 75.3 | 74.5 | 361 | 359.3 | 362.3 | 379.3
Passenger cars (E-Mobility) | Number | 295513 | 714049 | 1244292 | 4394405 | 552178 | 1811732 | 3554064 | 11146516 | 313892 | 869002 | 1541598 | 5065144 | 80236 | 255276 | 499113 | 1598192 | 63218 | 171625 | 313164 | 1062143 | 134055 | 420966 | 808817 | 2599787 | 2769 | 8678 | 16789 | 71037 | 489103 | 1276985 | 2050717 | 4234106 | 3010 | 7117 | 12623 | 51163 | 10473 | 31750 | 66182 | 394734 | 26108 | 56857 | 95454 | 312894 | 169295 | 493901 | 865661 | 2156177 | 524589 | 967018 | 1279669 | 1997350 | 20171 | 83011 | 177884 | 623037 | 463159 | 1582134 | 3202423 | 10841831
Electric heat pumps (buildings) | Number | 3213100 | 3574300 | 3866700 | 4445400 | 2266300 | 2416800 | 2532000 | 2816300 | 376500 | 390200 | 403200 | 458500 | 352200 | 387400 | 411500 | 466400 | 227400 | 252900 | 276200 | 328200 | 336100 | 398400 | 448600 | 580900 | 13400 | 15300 | 17000 | 21700 | 573800 | 650000 | 717100 | 854000 | 625000 | 694800 | 740400 | 810100 | 544600 | 625400 | 679300 | 821300 | 185800 | 214100 | 235700 | 291500 | 718800 | 761600 | 784000 | 813100 | 509000 | 553400 | 578100 | 621700 | 514600 | 561500 | 586400 | 626900 | 2883500 | 3223500 | 3410700 | 3712800
Footnotes
1) At mid-year in each case
2) Voluntary load reduction by industry
3) Mean values over the five modelled weather years (2009 - 2013)
4) Output available on the market excluding regulatory reserves
5) In Italy and France pondage water is modelled following storage water and is listed here under the same category.
6) Power plants that were model-endogenously temporarily decommissioned (mothballed / conserved) for economic reasons.

## 3
Back to the table of contents |  | Disclaimer: The information in this data annex should not be used in isolation from the corresponding explanations in the report!
Sensitivity "Achievement of climate protection targets" |  | DE |  |  |  | FR |  |  |  | IT |  |  |  | CH |  |  |  | AT |  |  |  | BE |  |  |  | LU |  |  |  | NL |  |  |  | CZ |  |  |  | PL |  |  |  | DK |  |  |  | SE |  |  |  | NO |  |  |  | FI |  |  |  | GB
|  | 2020 | 2023 | 2025 | 2030 | 2020 | 2023 | 2025 | 2030 | 2020 | 2023 | 2025 | 2030 | 2020 | 2023 | 2025 | 2030 | 2020 | 2023 | 2025 | 2030 | 2020 | 2023 | 2025 | 2030 | 2020 | 2023 | 2025 | 2030 | 2020 | 2023 | 2025 | 2030 | 2020 | 2023 | 2025 | 2030 | 2020 | 2023 | 2025 | 2030 | 2020 | 2023 | 2025 | 2030 | 2020 | 2023 | 2025 | 2030 | 2020 | 2023 | 2025 | 2030 | 2020 | 2023 | 2025 | 2030 | 2020 | 2023 | 2025 | 2030
Installed net capacity in GWel4)
Nuclear Power | GWel | 8.1 | 0 | 0 | 0 | 63 | 58 | 52.2 | 37.6 | 0 | 0 | 0 | 0 | 3 | 3 | 2.6 | 2.2 | 0 | 0 | 0 | 0 | 5.9 | 2.9 | 2.4 | 0 | 0 | 0 | 0 | 0 | 0.5 | 0.5 | 0.5 | 0.5 | 3.9 | 3.9 | 3.9 | 3.9 | 0 | 0 | 0 | 0 | 0 | 0 | 0 | 0 | 7.7 | 6.8 | 6.8 | 6.8 | 0 | 0 | 0 | 0 | 4.4 | 4.4 | 5.8 | 5.3 | 8.9 | 5.8 | 6.3 | 7.8
Lignite | GWel | 13.1 | 13 | 11.7 | 9 | 0 | 0 | 0 | 0 | 0 | 0 | 0 | 0 | 0 | 0 | 0 | 0 | 0 | 0 | 0 | 0 | 0 | 0 | 0 | 0 | 0 | 0 | 0 | 0 | 0 | 0 | 0 | 0 | 8.1 | 6.7 | 6.7 | 6.3 | 8.2 | 7.6 | 7.6 | 6.6 | 0 | 0 | 0 | 0 | 0 | 0 | 0 | 0 | 0 | 0 | 0 | 0 | 0 | 0 | 0 | 0 | 0 | 0 | 0 | 0
of which lignite cold reserve6) | GWel | 0 | 0 | 0 | 0 | 0 | 0 | 0 | 0 | 0 | 0 | 0 | 0 | 0 | 0 | 0 | 0 | 0 | 0 | 0 | 0 | 0 | 0 | 0 | 0 | 0 | 0 | 0 | 0 | 0 | 0 | 0 | 0 | 0 | 0 | 0 | 0 | 0 | 0 | 0 | 0 | 0 | 0 | 0 | 0 | 0 | 0 | 0 | 0 | 0 | 0 | 0 | 0 | 0 | 0 | 0 | 0 | 0 | 0 | 0 | 0
Hard coal | GWel | 21.4 | 14.2 | 11.4 | 7.6 | 2.9 | 0 | 0 | 0 | 5.4 | 2.1 | 2.1 | 0 | 0 | 0 | 0 | 0 | 0.6 | 0.6 | 0.3 | 0 | 0 | 0 | 0 | 0 | 0 | 0 | 0 | 0 | 4.6 | 4.6 | 4.6 | 4.6 | 2.3 | 1.5 | 1.5 | 1.5 | 18.2 | 11.4 | 12.2 | 11.8 | 1.4 | 1.4 | 0 | 0 | 0.1 | 0.1 | 0 | 0 | 0 | 0 | 0 | 0 | 1.1 | 0.6 | 0.6 | 0 | 7.8 | 0 | 0 | 0
of which hard coal cold reserve6) | GWel | 5.6 | 0 | 0 | 0 | 0 | 0 | 0 | 0 | 5.4 | 2.1 | 0 | 0 | 0 | 0 | 0 | 0 | 0 | 0 | 0 | 0 | 0 | 0 | 0 | 0 | 0 | 0 | 0 | 0 | 0 | 0 | 0 | 0 | 0.8 | 0 | 0 | 0 | 6.7 | 0 | 0 | 0 | 0 | 0 | 0 | 0 | 0 | 0 | 0 | 0 | 0 | 0 | 0 | 0 | 0 | 0 | 0 | 0 | 7.8 | 0 | 0 | 0
Natural gas | GWel | 26.2 | 28.6 | 32.9 | 32.2 | 9.2 | 9.3 | 9.3 | 9.4 | 43 | 29.4 | 27.9 | 27.9 | 0.5 | 0.5 | 0.5 | 0.5 | 5 | 5 | 5.3 | 5.9 | 4.2 | 2.9 | 2.9 | 3 | 0.1 | 0.1 | 0.1 | 0.1 | 12.4 | 11.5 | 11.5 | 11.4 | 1.8 | 1.5 | 1.5 | 1.4 | 2.8 | 3.6 | 3.8 | 4.2 | 2.5 | 2.5 | 4.2 | 4.2 | 1.5 | 1.4 | 1.6 | 1.9 | 0.6 | 0.6 | 0.6 | 0.6 | 1.9 | 2.5 | 2.5 | 3.1 | 31.3 | 23.7 | 22.9 | 15.3
of which Erdgas cold reserve6) | GWel | 4.7 | 0 | 0 | 0 | 0 | 0 | 0 | 0 | 13.7 | 0 | 0.1 | 0 | 0 | 0 | 0 | 0 | 0 | 0 | 0 | 0 | 1.3 | 0 | 0 | 0 | 0 | 0 | 0 | 0 | 2.1 | 1.3 | 1.3 | 0 | 1.2 | 0 | 0 | 0 | 0 | 0 | 0 | 0 | 0 | 0 | 0 | 0 | 0.1 | 0 | 0 | 0 | 0 | 0 | 0 | 0 | 0 | 0 | 0 | 0 | 1.7 | 0 | 0 | 0
Gas turbine (without heat utilisation) | GWel | 2.7 | 1.2 | 1.2 | 1.2 | 2.5 | 2 | 2 | 1.8 | 1.8 | 0.4 | 0.2 | 0.2 | 0 | 0 | 0 | 0 | 0 | 0 | 0 | 0 | 0.3 | 0.2 | 0.2 | 0.2 | 0 | 0 | 0 | 0 | 0 | 0 | 0 | 0 | 0.1 | 0 | 0 | 0 | 0 | 0 | 0 | 0 | 0.2 | 0 | 0 | 0 | 1.3 | 0 | 0 | 0 | 0.3 | 0 | 0 | 0 | 1.1 | 0 | 0 | 0 | 1 | 0.8 | 0.8 | 0.8
of which GT in cold reserve | GWel | 2.7 | 0 | 0.2 | 0 | 0 | 0 | 0 | 0 | 0 | 0 | 0.2 | 0 | 0 | 0 | 0 | 0 | 0 | 0 | 0 | 0 | 0.3 | 0.2 | 0.2 | 0 | 0 | 0 | 0 | 0 | 0 | 0 | 0 | 0 | 0 | 0 | 0 | 0 | 0 | 0 | 0 | 0 | 0 | 0 | 0 | 0 | 1.3 | 0 | 0 | 0 | 0.3 | 0 | 0 | 0 | 0.7 | 0 | 0 | 0 | 1 | 0 | 0 | 0
Mineral oil | GWel | 0.7 | 0.6 | 0.6 | 0.6 | 0.4 | 0.3 | 0.3 | 0.2 | 3.1 | 1.6 | 1.6 | 1.6 | 0 | 0 | 0 | 0 | 0 | 0 | 0 | 0 | 0.1 | 0.1 | 0.1 | 0 | 0 | 0 | 0 | 0 | 0 | 0 | 0 | 0 | 0 | 0 | 0 | 0 | 0.1 | 0.1 | 0.1 | 0.1 | 0.7 | 0.2 | 0.2 | 0.2 | 1.3 | 0.5 | 0.5 | 0.2 | 0 | 0 | 0 | 0 | 0.1 | 0.1 | 0.1 | 0.1 | 0.1 | 0 | 0 | 0
of which mineral oil cold reserve6) | GWel | 0 | 0 | 0 | 0 | 0 | 0 | 0 | 0 | 1.5 | 0 | 0 | 0 | 0 | 0 | 0 | 0 | 0 | 0 | 0 | 0 | 0 | 0 | 0 | 0 | 0 | 0 | 0 | 0 | 0 | 0 | 0 | 0 | 0 | 0 | 0 | 0 | 0 | 0 | 0 | 0 | 0.5 | 0 | 0 | 0 | 0.7 | 0 | 0 | 0 | 0 | 0 | 0 | 0 | 0 | 0 | 0 | 0 | 0 | 0 | 0 | 0
Engines | GWel | 0 | 0 | 0 | 0 | 7 | 9.3 | 9.3 | 9.3 | 0 | 0 | 0 | 0 | 0 | 0 | 0 | 0 | 0 | 0 | 0 | 0 | 0 | 0 | 0 | 0 | 0 | 0 | 0 | 0 | 0 | 0 | 0 | 0 | 0 | 0 | 0 | 0 | 0 | 0 | 0 | 0 | 0 | 0 | 0 | 0 | 0 | 0 | 0 | 0 | 0 | 0 | 0 | 0 | 0 | 0 | 0 | 0 | 0 | 0 | 0 | 3.7
of which engines cold reserve6) | GWel | 0 | 0 | 0 | 0 | 0 | 0 | 0 | 0 | 0 | 0 | 0 | 0 | 0 | 0 | 0 | 0 | 0 | 0 | 0 | 0 | 0 | 0 | 0 | 0 | 0 | 0 | 0 | 0 | 0 | 0 | 0 | 0 | 0 | 0 | 0 | 0 | 0 | 0 | 0 | 0 | 0 | 0 | 0 | 0 | 0 | 0 | 0 | 0 | 0 | 0 | 0 | 0 | 0 | 0 | 0 | 0 | 0 | 0 | 0 | 0
Exploited flexibility options | GWel | 0.4 | 0.4 | 0.4 | 1.4 | 4.3 | 4.1 | 4.3 | 4.4 | 1.3 | 2.1 | 2.1 | 2.3 | 0 | 0 | 0 | 0 | 0.3 | 0.3 | 0.3 | 0.4 | 0.4 | 0.4 | 0.4 | 0.8 | 0 | 0 | 0 | 0 | 0 | 0.4 | 0.4 | 0.5 | 0 | 0 | 0 | 0 | 0.6 | 2.3 | 1.1 | 1.5 | 0.2 | 0.6 | 0.3 | 0.6 | 0 | 0 | 0 | 0 | 0 | 0 | 0 | 0 | 0 | 0 | 0 | 0.2 | 0 | 2.3 | 2.3 | 5.6
of which DSM2) | GWel | 0 | 0 | 0 | 0 | 0.3 | 0.1 | 0.3 | 0.4 | 0 | 0 | 0 | 0 | 0 | 0 | 0 | 0 | 0 | 0 | 0 | 0 | 0 | 0 | 0 | 0.1 | 0 | 0 | 0 | 0 | 0 | 0 | 0 | 0 | 0 | 0 | 0 | 0 | 0 | 1.2 | 0 | 0.1 | 0 | 0.3 | 0 | 0.3 | 0 | 0 | 0 | 0 | 0 | 0 | 0 | 0 | 0 | 0 | 0 | 0 | 0 | 0 | 0 | 2.7
of which emergency power systems | GWel | 0.4 | 0.4 | 0.4 | 1.4 | 4 | 4 | 4 | 4 | 1.3 | 2.1 | 2.1 | 2.3 | 0 | 0 | 0 | 0 | 0.3 | 0.3 | 0.3 | 0.4 | 0.4 | 0.4 | 0.4 | 0.7 | 0 | 0 | 0 | 0 | 0 | 0.4 | 0.4 | 0.5 | 0 | 0 | 0 | 0 | 0.6 | 1.1 | 1.1 | 1.4 | 0.2 | 0.3 | 0.3 | 0.3 | 0 | 0 | 0 | 0 | 0 | 0 | 0 | 0 | 0 | 0 | 0 | 0.2 | 0 | 2.3 | 2.3 | 2.9
Exploitable flexibility options | GWel | 12.8 | 17.6 | 19 | 20.1 | 8.3 | 10.8 | 11.7 | 12.8 | 7.5 | 10.3 | 11.3 | 12.4 | 1.5 | 1.8 | 1.9 | 2 | 1.5 | 2.2 | 2.4 | 2.8 | 2 | 2.8 | 3.1 | 3.4 | 0.1 | 0.2 | 0.2 | 0.2 | 2.5 | 3.4 | 3.7 | 4 | 1.2 | 1.8 | 2 | 2.2 | 3.2 | 4.4 | 4.9 | 5.6 | 0.6 | 0.8 | 0.8 | 0.9 | 3 | 4.5 | 5 | 5.6 | 3.1 | 4.2 | 4.6 | 5 | 2.2 | 3.3 | 3.7 | 4.1 | 6.5 | 8.7 | 9.5 | 10.5
of which DSM2) | GWel | 8.3 | 13.1 | 14.5 | 15.6 | 4.3 | 6.8 | 7.7 | 8.8 | 4.8 | 7.6 | 8.6 | 9.7 | 0.4 | 0.7 | 0.8 | 0.9 | 1.1 | 1.8 | 2 | 2.4 | 1.3 | 2.1 | 2.4 | 2.7 | 0 | 0.1 | 0.1 | 0.1 | 1.4 | 2.3 | 2.6 | 2.9 | 0.8 | 1.4 | 1.6 | 1.8 | 1.8 | 3 | 3.5 | 4.2 | 0.3 | 0.5 | 0.5 | 0.6 | 2.3 | 3.8 | 4.3 | 4.9 | 1.8 | 2.9 | 3.3 | 3.7 | 1.7 | 2.8 | 3.2 | 3.6 | 3.6 | 5.8 | 6.6 | 7.6
of which emergency power systems | GWel | 4.5 | 4.5 | 4.5 | 4.5 | 4 | 4 | 4 | 4 | 2.7 | 2.7 | 2.7 | 2.7 | 1.1 | 1.1 | 1.1 | 1.1 | 0.4 | 0.4 | 0.4 | 0.4 | 0.7 | 0.7 | 0.7 | 0.7 | 0.1 | 0.1 | 0.1 | 0.1 | 1.1 | 1.1 | 1.1 | 1.1 | 0.4 | 0.4 | 0.4 | 0.4 | 1.4 | 1.4 | 1.4 | 1.4 | 0.3 | 0.3 | 0.3 | 0.3 | 0.7 | 0.7 | 0.7 | 0.7 | 1.3 | 1.3 | 1.3 | 1.3 | 0.5 | 0.5 | 0.5 | 0.5 | 2.9 | 2.9 | 2.9 | 2.9
Hydro | GWel | 12.2 | 12.2 | 12.2 | 12.2 | 25.3 | 25.3 | 25.3 | 25.3 | 22.4 | 22.4 | 22.4 | 22.5 | 15.3 | 15.3 | 15.3 | 15.3 | 14 | 14.2 | 14.2 | 14.2 | 1.4 | 1.7 | 1.7 | 1.8 | 1.3 | 1.3 | 1.3 | 1.3 | 0 | 0 | 0 | 0 | 2.3 | 2.3 | 2.3 | 2.3 | 2.4 | 2.4 | 2.4 | 2.5 | 0 | 0 | 0 | 0 | 16.5 | 16.5 | 16.6 | 16.6 | 32.4 | 32.4 | 32.4 | 32.4 | 3.4 | 3.5 | 3.5 | 3.6 | 4.8 | 4.8 | 4.8 | 4.8
Storage & pumped storage | GWel | 6.6 | 6.6 | 6.6 | 6.6 | 15.2 | 15.2 | 15.2 | 15.2 | 17 | 17 | 17 | 17 | 11.1 | 11.1 | 11.1 | 11.1 | 8.3 | 8.5 | 8.5 | 8.5 | 1.3 | 1.6 | 1.6 | 1.6 | 1.3 | 1.3 | 1.3 | 1.3 | 0 | 0 | 0 | 0 | 1.2 | 1.2 | 1.2 | 1.2 | 1.8 | 1.8 | 1.8 | 1.8 | 0 | 0 | 0 | 0 | 16.5 | 16.5 | 16.6 | 16.6 | 32.4 | 32.4 | 32.4 | 32.4 | 3.4 | 3.5 | 3.5 | 3.6 | 2.9 | 2.9 | 2.9 | 2.9
Run-of-river5) | GWel | 5.6 | 5.6 | 5.6 | 5.6 | 10.1 | 10.1 | 10.1 | 10.1 | 5.4 | 5.4 | 5.4 | 5.5 | 4.1 | 4.1 | 4.1 | 4.1 | 5.7 | 5.7 | 5.7 | 5.7 | 0.1 | 0.1 | 0.1 | 0.2 | 0 | 0 | 0 | 0 | 0 | 0 | 0 | 0 | 1.1 | 1.1 | 1.1 | 1.1 | 0.6 | 0.6 | 0.6 | 0.7 | 0 | 0 | 0 | 0 | 0 | 0 | 0 | 0 | 0 | 0 | 0 | 0 | 0 | 0 | 0 | 0 | 1.9 | 1.9 | 1.9 | 1.9
Bioenergy | GWel | 7.4 | 7.4 | 7.5 | 6.1 | 2.9 | 3.1 | 3.3 | 3.4 | 5.4 | 5.4 | 5.4 | 7.5 | 0.4 | 0.6 | 0.7 | 1.3 | 0.8 | 0.8 | 0.8 | 0.8 | 0.9 | 0.8 | 0.8 | 0.8 | 0 | 0 | 0 | 0 | 2.3 | 2.3 | 2.3 | 2.3 | 0.3 | 0.3 | 0.3 | 0.3 | 2 | 2 | 2.1 | 2.1 | 3.2 | 3.1 | 3.1 | 2.9 | 2.6 | 2.6 | 2.6 | 3.2 | 0.2 | 0.2 | 0.2 | 0.3 | 3 | 2.9 | 2.9 | 3.3 | 17.2 | 17.2 | 17.2 | 17.2
Wind energy | GWel | 64.1 | 69.6 | 73.5 | 90.3 | 17.3 | 24.8 | 29.8 | 43.3 | 11.2 | 12.8 | 13.8 | 16.2 | 0.1 | 0.2 | 0.2 | 0.4 | 3.9 | 4.2 | 4.4 | 5 | 4.7 | 5 | 5.2 | 5.6 | 0.2 | 0.2 | 0.2 | 0.2 | 7.5 | 10.2 | 12 | 15.6 | 0.6 | 0.7 | 0.8 | 1 | 7.1 | 8 | 8.7 | 11.5 | 6.6 | 7.3 | 7.7 | 8.5 | 7.1 | 8.3 | 9 | 11 | 2.9 | 3 | 3.1 | 3.3 | 2 | 2.4 | 2.7 | 3 | 20.2 | 27.5 | 32.4 | 38.3
Wind energy Onshore1) | GWel | 56.6 | 60.7 | 63.3 | 74 | 16.3 | 22.3 | 26.3 | 36.3 | 11.2 | 12.5 | 13.4 | 15.6 | 0.1 | 0.2 | 0.2 | 0.4 | 3.9 | 4.2 | 4.4 | 5 | 2.4 | 2.7 | 2.9 | 3.3 | 0.2 | 0.2 | 0.2 | 0.2 | 5.1 | 5.8 | 6.2 | 6.7 | 0.6 | 0.7 | 0.8 | 1 | 7.1 | 7.7 | 8.1 | 9.2 | 4.3 | 4.7 | 5 | 5.6 | 6.9 | 8.1 | 8.9 | 10.8 | 2.9 | 3 | 3.1 | 3.3 | 1.6 | 2 | 2.2 | 2.3 | 12 | 13.9 | 15.2 | 16.1
Wind energy Offshore1) | GWel | 7.5 | 8.9 | 10.3 | 16.4 | 1 | 2.5 | 3.5 | 7 | 0 | 0.3 | 0.4 | 0.7 | 0 | 0 | 0 | 0 | 0 | 0 | 0 | 0 | 2.3 | 2.3 | 2.3 | 2.3 | 0 | 0 | 0 | 0 | 2.4 | 4.4 | 5.7 | 8.9 | 0 | 0 | 0 | 0 | 0 | 0.4 | 0.6 | 2.3 | 2.3 | 2.5 | 2.7 | 2.9 | 0.2 | 0.2 | 0.2 | 0.2 | 0 | 0 | 0 | 0 | 0.4 | 0.5 | 0.5 | 0.7 | 8.2 | 13.6 | 17.1 | 22.2
PV1) | GWel | 49.9 | 60.4 | 67 | 82.8 | 11.6 | 17.5 | 21.4 | 31.4 | 21 | 22.2 | 23.1 | 25.2 | 2.6 | 3.5 | 4.1 | 5.6 | 2 | 2.7 | 3.2 | 4.5 | 4 | 4.3 | 4.5 | 5.1 | 0.1 | 0.2 | 0.2 | 0.2 | 4.4 | 6.3 | 7.6 | 11.4 | 2.4 | 3.1 | 3.5 | 3.5 | 0.4 | 0.5 | 0.6 | 2.4 | 1.1 | 1.6 | 1.9 | 2.9 | 0.7 | 1 | 1.2 | 1.7 | 0 | 0 | 0 | 0.4 | 0.1 | 0.3 | 0.4 | 1.2 | 16.8 | 18 | 18.8 | 24.5
Other energy sources | GWel | 4.2 | 4.2 | 4.1 | 4 | 1.2 | 1.4 | 1.4 | 1.8 | 1.6 | 1.6 | 1.6 | 1.6 | 0.1 | 0.1 | 0.1 | 0.1 | 0.6 | 0.6 | 0.6 | 0.6 | 0.6 | 0.6 | 0.6 | 0.6 | 0 | 0 | 0 | 0 | 1.6 | 1.6 | 1.1 | 0.8 | 0 | 0 | 0 | 0 | 0.2 | 0.2 | 0.2 | 0 | 0.3 | 0.3 | 0.3 | 0.3 | 0.9 | 0.9 | 0.9 | 0.9 | 0.1 | 0.1 | 0.1 | 0.1 | 2.5 | 2.5 | 2.5 | 2.5 | 1 | 1 | 1 | 1
Annual peak load3) | GWel | 90.2 | 89.6 | 88.8 | 88.7 | 97.6 | 96.2 | 96 | 96 | 56 | 57 | 57.1 | 58.2 | 10.4 | 10.5 | 10.6 | 11 | 11.3 | 11.4 | 11.5 | 12 | 14.7 | 14.8 | 15 | 16.1 | 1.2 | 1.2 | 1.2 | 1.3 | 18 | 19 | 19.8 | 22.4 | 11.1 | 11.3 | 11.5 | 11.9 | 25.6 | 25.9 | 26.1 | 26.8 | 6.1 | 6.2 | 6.3 | 6.6 | 24.8 | 24.8 | 24.9 | 25.2 | 22.7 | 23 | 23.1 | 23.5 | 13.4 | 13.2 | 13.1 | 12.9 | 61.8 | 61.4 | 62.4 | 66.8
Annual demand (net) | TWhel | 570.2 | 560.8 | 556 | 545.4 | 490.8 | 488.4 | 489.3 | 501.4 | 319.6 | 321.9 | 323 | 333.7 | 61.1 | 61.5 | 62.1 | 64.8 | 68.1 | 68.6 | 69.1 | 71.3 | 93.2 | 93.7 | 94.6 | 99.3 | 6.8 | 6.9 | 7 | 7.2 | 110.9 | 114.6 | 117.7 | 126.1 | 64.7 | 65.8 | 66.7 | 68.7 | 161.3 | 163 | 164.6 | 168.3 | 34.5 | 34.8 | 35.2 | 36.4 | 130.6 | 129 | 129 | 130.3 | 113.7 | 112.9 | 112.9 | 113.7 | 77.8 | 76 | 75.3 | 74.5 | 361 | 359.3 | 362.3 | 379.3
Passenger cars (E-Mobility) | Number | 295513 | 714049 | 1244292 | 4394405 | 552178 | 1811732 | 3554064 | 11146516 | 313892 | 869002 | 1541598 | 5065144 | 80236 | 255276 | 499113 | 1598192 | 63218 | 171625 | 313164 | 1062143 | 134055 | 420966 | 808817 | 2599787 | 2769 | 8678 | 16789 | 71037 | 489103 | 1276985 | 2050717 | 4234106 | 3010 | 7117 | 12623 | 51163 | 10473 | 31750 | 66182 | 394734 | 26108 | 56857 | 95454 | 312894 | 169295 | 493901 | 865661 | 2156177 | 524589 | 967018 | 1279669 | 1997350 | 20171 | 83011 | 177884 | 623037 | 463159 | 1582134 | 3202423 | 10841831
Electric heat pumps (buildings) | Number | 3213100 | 3574300 | 3866700 | 4445400 | 2266300 | 2416800 | 2532000 | 2816300 | 376500 | 390200 | 403200 | 458500 | 352200 | 387400 | 411500 | 466400 | 227400 | 252900 | 276200 | 328200 | 336100 | 398400 | 448600 | 580900 | 13400 | 15300 | 17000 | 21700 | 573800 | 650000 | 717100 | 854000 | 625000 | 694800 | 740400 | 810100 | 544600 | 625400 | 679300 | 821300 | 185800 | 214100 | 235700 | 291500 | 718800 | 761600 | 784000 | 813100 | 509000 | 553400 | 578100 | 621700 | 514600 | 561500 | 586400 | 626900 | 2883500 | 3223500 | 3410700 | 3712800
Footnotes
1) At mid-year in each case
2) Voluntary load reduction by industry
3) Mean values over the five modelled weather years (2009 - 2013)
4) Output available on the market excluding regulatory reserves
5) In Italy and France pondage water is modelled following storage water and is listed here under the same category.
6) Power plants that were model-endogenously temporarily decommissioned (mothballed / conserved) for economic reasons.

## 4
Back to the table of contents |  | Disclaimer: The information in this data annex should not be used in isolation from the corresponding explanations in the report!
Sensitivity "Delayed grid expansion" |  | DE |  |  |  | FR |  |  |  | IT |  |  |  | CH |  |  |  | AT |  |  |  | BE |  |  |  | LU |  |  |  | NL |  |  |  | CZ |  |  |  | PL |  |  |  | DK |  |  |  | SE |  |  |  | NO |  |  |  | FI |  |  |  | GB
|  | 2020 | 2023 | 2025 | 2030 | 2020 | 2023 | 2025 | 2030 | 2020 | 2023 | 2025 | 2030 | 2020 | 2023 | 2025 | 2030 | 2020 | 2023 | 2025 | 2030 | 2020 | 2023 | 2025 | 2030 | 2020 | 2023 | 2025 | 2030 | 2020 | 2023 | 2025 | 2030 | 2020 | 2023 | 2025 | 2030 | 2020 | 2023 | 2025 | 2030 | 2020 | 2023 | 2025 | 2030 | 2020 | 2023 | 2025 | 2030 | 2020 | 2023 | 2025 | 2030 | 2020 | 2023 | 2025 | 2030 | 2020 | 2023 | 2025 | 2030
Installed net capacity in GWel4)
Nuclear Power | GWel | 8.1 | 0 | 0 | 0 | 63 | 58 | 52.2 | 37.6 | 0 | 0 | 0 | 0 | 3 | 3 | 2.6 | 2.2 | 0 | 0 | 0 | 0 | 5.9 | 2.9 | 2.4 | 0 | 0 | 0 | 0 | 0 | 0.5 | 0.5 | 0.5 | 0.5 | 3.9 | 3.9 | 3.9 | 3.9 | 0 | 0 | 0 | 0 | 0 | 0 | 0 | 0 | 7.7 | 6.8 | 6.8 | 6.8 | 0 | 0 | 0 | 0 | 4.4 | 4.4 | 5.8 | 5.3 | 8.9 | 5.8 | 6.3 | 7.8
Lignite | GWel | 18.1 | 18 | 16.2 | 14.7 | 0 | 0 | 0 | 0 | 0 | 0 | 0 | 0 | 0 | 0 | 0 | 0 | 0 | 0 | 0 | 0 | 0 | 0 | 0 | 0 | 0 | 0 | 0 | 0 | 0 | 0 | 0 | 0 | 8.1 | 6.7 | 6.7 | 6.3 | 8.2 | 7.6 | 7.6 | 6.6 | 0 | 0 | 0 | 0 | 0 | 0 | 0 | 0 | 0 | 0 | 0 | 0 | 0 | 0 | 0 | 0 | 0 | 0 | 0 | 0
of which lignite cold reserve6) | GWel | 0 | 0 | 0 | 0 | 0 | 0 | 0 | 0 | 0 | 0 | 0 | 0 | 0 | 0 | 0 | 0 | 0 | 0 | 0 | 0 | 0 | 0 | 0 | 0 | 0 | 0 | 0 | 0 | 0 | 0 | 0 | 0 | 0 | 0 | 0 | 0 | 0 | 0 | 0 | 0 | 0 | 0 | 0 | 0 | 0 | 0 | 0 | 0 | 0 | 0 | 0 | 0 | 0 | 0 | 0 | 0 | 0 | 0 | 0 | 0
Hard coal | GWel | 21.4 | 14.2 | 14 | 11 | 2.9 | 0 | 0 | 0 | 5.4 | 2.1 | 2.1 | 0 | 0 | 0 | 0 | 0 | 0.6 | 0.6 | 0.3 | 0 | 0 | 0 | 0 | 0 | 0 | 0 | 0 | 0 | 4.6 | 4.6 | 4.6 | 4.6 | 2.3 | 1.5 | 1.5 | 1.5 | 18.2 | 11 | 11.8 | 11.5 | 1.4 | 1.4 | 0 | 0 | 0.1 | 0.1 | 0 | 0 | 0 | 0 | 0 | 0 | 1.1 | 0.6 | 0.6 | 0 | 7.8 | 0 | 0 | 0
of which hard coal cold reserve6) | GWel | 5.6 | 0 | 0 | 0 | 0 | 0 | 0 | 0 | 5.4 | 2.1 | 0 | 0 | 0 | 0 | 0 | 0 | 0 | 0 | 0 | 0 | 0 | 0 | 0 | 0 | 0 | 0 | 0 | 0 | 0 | 0.4 | 0 | 0 | 0.8 | 0 | 0 | 0 | 7 | 0 | 0 | 0 | 0 | 0 | 0 | 0 | 0 | 0 | 0 | 0 | 0 | 0 | 0 | 0 | 0 | 0 | 0 | 0 | 7.8 | 0 | 0 | 0
Natural gas | GWel | 26 | 28.4 | 29.4 | 29.4 | 9.2 | 9.3 | 9.3 | 9.4 | 43 | 29.2 | 27 | 27 | 0.5 | 0.5 | 0.5 | 0.5 | 5 | 5 | 5.3 | 5.9 | 4.2 | 2.9 | 2.9 | 3 | 0.1 | 0.1 | 0.1 | 0.1 | 12.4 | 11.5 | 11.5 | 11.4 | 1.8 | 1.5 | 1.5 | 1.4 | 2.8 | 3.6 | 3.8 | 4.2 | 2.5 | 2.5 | 4.2 | 4.2 | 1.5 | 1.4 | 1.6 | 1.9 | 0.6 | 0.6 | 0.6 | 0.6 | 1.9 | 2.5 | 2.5 | 3.1 | 31.3 | 28.5 | 23 | 15.3
of which Erdgas cold reserve6) | GWel | 4.7 | 1.8 | 0 | 0 | 0 | 0 | 0 | 0 | 13.7 | 0 | 0 | 0 | 0 | 0 | 0 | 0 | 0 | 0 | 0 | 0 | 1.3 | 0 | 0 | 0 | 0 | 0 | 0 | 0 | 3.9 | 1.3 | 1.3 | 0 | 1.2 | 0 | 0 | 0 | 0 | 0 | 0 | 0 | 0 | 0 | 0 | 0 | 0.1 | 0 | 0 | 0 | 0 | 0 | 0 | 0 | 0 | 0 | 0 | 0 | 1.7 | 0 | 0 | 0
Gas turbine (without heat utilisation) | GWel | 2.7 | 1.2 | 1.2 | 1.2 | 2.5 | 2 | 2 | 1.8 | 1.8 | 0.4 | 0.2 | 0.2 | 0 | 0 | 0 | 0 | 0 | 0 | 0 | 0 | 0.3 | 0.2 | 0.2 | 0.2 | 0 | 0 | 0 | 0 | 0 | 0 | 0 | 0 | 0.1 | 0 | 0 | 0 | 0 | 0 | 0 | 0 | 0.2 | 0 | 0 | 0 | 1.3 | 0 | 0 | 0 | 0.3 | 0 | 0 | 0 | 1.1 | 0 | 0 | 0 | 1 | 0.8 | 0.8 | 0.8
of which GT in cold reserve | GWel | 2.7 | 0.8 | 0 | 0 | 0 | 0 | 0 | 0 | 0 | 0 | 0 | 0 | 0 | 0 | 0 | 0 | 0 | 0 | 0 | 0 | 0.3 | 0.2 | 0.2 | 0 | 0 | 0 | 0 | 0 | 0 | 0 | 0 | 0 | 0 | 0 | 0 | 0 | 0 | 0 | 0 | 0 | 0 | 0 | 0 | 0 | 1.3 | 0 | 0 | 0 | 0.3 | 0 | 0 | 0 | 0.8 | 0 | 0 | 0 | 1 | 0 | 0 | 0
Mineral oil | GWel | 0.7 | 0.6 | 0.6 | 0.6 | 0.4 | 0.3 | 0.3 | 0.2 | 3.1 | 1.6 | 1.6 | 1.6 | 0 | 0 | 0 | 0 | 0 | 0 | 0 | 0 | 0.1 | 0.1 | 0.1 | 0 | 0 | 0 | 0 | 0 | 0 | 0 | 0 | 0 | 0 | 0 | 0 | 0 | 0.1 | 0.1 | 0.1 | 0.1 | 0.7 | 0.2 | 0.2 | 0.2 | 1.3 | 0.5 | 0.5 | 0.2 | 0 | 0 | 0 | 0 | 0.1 | 0.1 | 0.1 | 0.1 | 0.1 | 0 | 0 | 0
of which mineral oil cold reserve6) | GWel | 0 | 0 | 0 | 0 | 0 | 0 | 0 | 0 | 1.5 | 0 | 0 | 0 | 0 | 0 | 0 | 0 | 0 | 0 | 0 | 0 | 0 | 0 | 0 | 0 | 0 | 0 | 0 | 0 | 0 | 0 | 0 | 0 | 0 | 0 | 0 | 0 | 0 | 0 | 0 | 0 | 0.5 | 0 | 0 | 0 | 0.7 | 0 | 0 | 0 | 0 | 0 | 0 | 0 | 0 | 0 | 0 | 0 | 0 | 0 | 0 | 0
Engines | GWel | 0 | 0 | 0 | 0 | 7 | 9.3 | 9.3 | 9.3 | 0 | 0 | 0 | 0 | 0 | 0 | 0 | 0 | 0 | 0 | 0 | 0 | 0 | 0 | 0 | 0 | 0 | 0 | 0 | 0 | 0 | 0 | 0 | 0 | 0 | 0 | 0 | 0 | 0 | 0 | 0 | 0.1 | 0 | 0 | 0 | 0 | 0 | 0 | 0 | 0 | 0 | 0 | 0 | 0 | 0 | 0 | 0 | 0 | 0 | 0 | 0 | 3.8
of which engines cold reserve6) | GWel | 0 | 0 | 0 | 0 | 0 | 0 | 0 | 0 | 0 | 0 | 0 | 0 | 0 | 0 | 0 | 0 | 0 | 0 | 0 | 0 | 0 | 0 | 0 | 0 | 0 | 0 | 0 | 0 | 0 | 0 | 0 | 0 | 0 | 0 | 0 | 0 | 0 | 0 | 0 | 0 | 0 | 0 | 0 | 0 | 0 | 0 | 0 | 0 | 0 | 0 | 0 | 0 | 0 | 0 | 0 | 0 | 0 | 0 | 0 | 0
Exploited flexibility options | GWel | 0.4 | 0.4 | 0.4 | 0.8 | 4.3 | 4.2 | 4.3 | 5.8 | 1.2 | 2.2 | 2.2 | 2.7 | 0 | 0 | 0 | 0 | 0.3 | 0.3 | 0.3 | 0.4 | 0.4 | 0.4 | 0.4 | 0.9 | 0 | 0 | 0 | 0 | 0 | 0.4 | 0.4 | 0.5 | 0 | 0 | 0 | 0 | 0.6 | 2.6 | 1.4 | 1.7 | 0.1 | 0.3 | 0.3 | 0.6 | 0 | 0 | 0 | 0 | 0 | 0 | 0 | 0 | 0 | 0 | 0 | 0 | 0 | 0.1 | 2.1 | 5.5
of which DSM2) | GWel | 0 | 0 | 0 | 0 | 0.3 | 0.2 | 0.3 | 1.8 | 0 | 0 | 0 | 0 | 0 | 0 | 0 | 0 | 0 | 0 | 0 | 0 | 0 | 0 | 0 | 0.2 | 0 | 0 | 0 | 0 | 0 | 0 | 0 | 0 | 0 | 0 | 0 | 0 | 0 | 1.2 | 0 | 0.3 | 0 | 0 | 0 | 0.3 | 0 | 0 | 0 | 0 | 0 | 0 | 0 | 0 | 0 | 0 | 0 | 0 | 0 | 0 | 0 | 2.6
of which emergency power systems | GWel | 0.4 | 0.4 | 0.4 | 0.8 | 4 | 4 | 4 | 4 | 1.2 | 2.2 | 2.2 | 2.7 | 0 | 0 | 0 | 0 | 0.3 | 0.3 | 0.3 | 0.4 | 0.4 | 0.4 | 0.4 | 0.7 | 0 | 0 | 0 | 0 | 0 | 0.4 | 0.4 | 0.5 | 0 | 0 | 0 | 0 | 0.6 | 1.4 | 1.4 | 1.4 | 0.1 | 0.3 | 0.3 | 0.3 | 0 | 0 | 0 | 0 | 0 | 0 | 0 | 0 | 0 | 0 | 0 | 0 | 0 | 0.1 | 2.1 | 2.9
Exploitable flexibility options | GWel | 12.8 | 17.6 | 19 | 20.1 | 8.3 | 10.8 | 11.7 | 12.8 | 7.5 | 10.3 | 11.3 | 12.4 | 1.5 | 1.8 | 1.9 | 2 | 1.5 | 2.2 | 2.4 | 2.8 | 2 | 2.8 | 3.1 | 3.4 | 0.1 | 0.2 | 0.2 | 0.2 | 2.5 | 3.4 | 3.7 | 4 | 1.2 | 1.8 | 2 | 2.2 | 3.2 | 4.4 | 4.9 | 5.6 | 0.6 | 0.8 | 0.8 | 0.9 | 3 | 4.5 | 5 | 5.6 | 3.1 | 4.2 | 4.6 | 5 | 2.2 | 3.3 | 3.7 | 4.1 | 6.5 | 8.7 | 9.5 | 10.5
of which DSM2) | GWel | 8.3 | 13.1 | 14.5 | 15.6 | 4.3 | 6.8 | 7.7 | 8.8 | 4.8 | 7.6 | 8.6 | 9.7 | 0.4 | 0.7 | 0.8 | 0.9 | 1.1 | 1.8 | 2 | 2.4 | 1.3 | 2.1 | 2.4 | 2.7 | 0 | 0.1 | 0.1 | 0.1 | 1.4 | 2.3 | 2.6 | 2.9 | 0.8 | 1.4 | 1.6 | 1.8 | 1.8 | 3 | 3.5 | 4.2 | 0.3 | 0.5 | 0.5 | 0.6 | 2.3 | 3.8 | 4.3 | 4.9 | 1.8 | 2.9 | 3.3 | 3.7 | 1.7 | 2.8 | 3.2 | 3.6 | 3.6 | 5.8 | 6.6 | 7.6
of which emergency power systems | GWel | 4.5 | 4.5 | 4.5 | 4.5 | 4 | 4 | 4 | 4 | 2.7 | 2.7 | 2.7 | 2.7 | 1.1 | 1.1 | 1.1 | 1.1 | 0.4 | 0.4 | 0.4 | 0.4 | 0.7 | 0.7 | 0.7 | 0.7 | 0.1 | 0.1 | 0.1 | 0.1 | 1.1 | 1.1 | 1.1 | 1.1 | 0.4 | 0.4 | 0.4 | 0.4 | 1.4 | 1.4 | 1.4 | 1.4 | 0.3 | 0.3 | 0.3 | 0.3 | 0.7 | 0.7 | 0.7 | 0.7 | 1.3 | 1.3 | 1.3 | 1.3 | 0.5 | 0.5 | 0.5 | 0.5 | 2.9 | 2.9 | 2.9 | 2.9
Hydro | GWel | 12.2 | 12.2 | 12.2 | 12.2 | 25.3 | 25.3 | 25.3 | 25.3 | 22.4 | 22.4 | 22.4 | 22.5 | 15.3 | 15.3 | 15.3 | 15.3 | 14 | 14.2 | 14.2 | 14.2 | 1.4 | 1.7 | 1.7 | 1.8 | 1.3 | 1.3 | 1.3 | 1.3 | 0 | 0 | 0 | 0 | 2.3 | 2.3 | 2.3 | 2.3 | 2.4 | 2.4 | 2.4 | 2.5 | 0 | 0 | 0 | 0 | 16.5 | 16.5 | 16.6 | 16.6 | 32.4 | 32.4 | 32.4 | 32.4 | 3.4 | 3.5 | 3.5 | 3.6 | 4.8 | 4.8 | 4.8 | 4.8
Storage & pumped storage | GWel | 6.6 | 6.6 | 6.6 | 6.6 | 15.2 | 15.2 | 15.2 | 15.2 | 17 | 17 | 17 | 17 | 11.1 | 11.1 | 11.1 | 11.1 | 8.3 | 8.5 | 8.5 | 8.5 | 1.3 | 1.6 | 1.6 | 1.6 | 1.3 | 1.3 | 1.3 | 1.3 | 0 | 0 | 0 | 0 | 1.2 | 1.2 | 1.2 | 1.2 | 1.8 | 1.8 | 1.8 | 1.8 | 0 | 0 | 0 | 0 | 16.5 | 16.5 | 16.6 | 16.6 | 32.4 | 32.4 | 32.4 | 32.4 | 3.4 | 3.5 | 3.5 | 3.6 | 2.9 | 2.9 | 2.9 | 2.9
Run-of-river5) | GWel | 5.6 | 5.6 | 5.6 | 5.6 | 10.1 | 10.1 | 10.1 | 10.1 | 5.4 | 5.4 | 5.4 | 5.5 | 4.1 | 4.1 | 4.1 | 4.1 | 5.7 | 5.7 | 5.7 | 5.7 | 0.1 | 0.1 | 0.1 | 0.2 | 0 | 0 | 0 | 0 | 0 | 0 | 0 | 0 | 1.1 | 1.1 | 1.1 | 1.1 | 0.6 | 0.6 | 0.6 | 0.7 | 0 | 0 | 0 | 0 | 0 | 0 | 0 | 0 | 0 | 0 | 0 | 0 | 0 | 0 | 0 | 0 | 1.9 | 1.9 | 1.9 | 1.9
Bioenergy | GWel | 7.4 | 7.4 | 7.5 | 6.1 | 2.9 | 3.1 | 3.3 | 3.4 | 5.4 | 5.4 | 5.4 | 7.5 | 0.4 | 0.6 | 0.7 | 1.3 | 0.8 | 0.8 | 0.8 | 0.8 | 0.9 | 0.8 | 0.8 | 0.8 | 0 | 0 | 0 | 0 | 2.3 | 2.3 | 2.3 | 2.3 | 0.3 | 0.3 | 0.3 | 0.3 | 2 | 2 | 2.1 | 2.1 | 3.2 | 3.1 | 3.1 | 2.9 | 2.6 | 2.6 | 2.6 | 3.2 | 0.2 | 0.2 | 0.2 | 0.3 | 3 | 2.9 | 2.9 | 3.3 | 17.2 | 17.2 | 17.2 | 17.2
Wind energy | GWel | 64.1 | 69.6 | 73.5 | 90.3 | 17.3 | 24.8 | 29.8 | 43.3 | 11.2 | 12.8 | 13.8 | 16.2 | 0.1 | 0.2 | 0.2 | 0.4 | 3.9 | 4.2 | 4.4 | 5 | 4.7 | 5 | 5.2 | 5.6 | 0.2 | 0.2 | 0.2 | 0.2 | 7.5 | 10.2 | 12 | 15.6 | 0.6 | 0.7 | 0.8 | 1 | 7.1 | 8 | 8.7 | 11.5 | 6.6 | 7.3 | 7.7 | 8.5 | 7.1 | 8.3 | 9 | 11 | 2.9 | 3 | 3.1 | 3.3 | 2 | 2.4 | 2.7 | 3 | 20.2 | 27.5 | 32.4 | 38.3
Wind energy Onshore1) | GWel | 56.6 | 60.7 | 63.3 | 74 | 16.3 | 22.3 | 26.3 | 36.3 | 11.2 | 12.5 | 13.4 | 15.6 | 0.1 | 0.2 | 0.2 | 0.4 | 3.9 | 4.2 | 4.4 | 5 | 2.4 | 2.7 | 2.9 | 3.3 | 0.2 | 0.2 | 0.2 | 0.2 | 5.1 | 5.8 | 6.2 | 6.7 | 0.6 | 0.7 | 0.8 | 1 | 7.1 | 7.7 | 8.1 | 9.2 | 4.3 | 4.7 | 5 | 5.6 | 6.9 | 8.1 | 8.9 | 10.8 | 2.9 | 3 | 3.1 | 3.3 | 1.6 | 2 | 2.2 | 2.3 | 12 | 13.9 | 15.2 | 16.1
Wind energy Offshore1) | GWel | 7.5 | 8.9 | 10.3 | 16.4 | 1 | 2.5 | 3.5 | 7 | 0 | 0.3 | 0.4 | 0.7 | 0 | 0 | 0 | 0 | 0 | 0 | 0 | 0 | 2.3 | 2.3 | 2.3 | 2.3 | 0 | 0 | 0 | 0 | 2.4 | 4.4 | 5.7 | 8.9 | 0 | 0 | 0 | 0 | 0 | 0.4 | 0.6 | 2.3 | 2.3 | 2.5 | 2.7 | 2.9 | 0.2 | 0.2 | 0.2 | 0.2 | 0 | 0 | 0 | 0 | 0.4 | 0.5 | 0.5 | 0.7 | 8.2 | 13.6 | 17.1 | 22.2
PV1) | GWel | 49.9 | 60.4 | 67 | 82.8 | 11.6 | 17.5 | 21.4 | 31.4 | 21 | 22.2 | 23.1 | 25.2 | 2.6 | 3.5 | 4.1 | 5.6 | 2 | 2.7 | 3.2 | 4.5 | 4 | 4.3 | 4.5 | 5.1 | 0.1 | 0.2 | 0.2 | 0.2 | 4.4 | 6.3 | 7.6 | 11.4 | 2.4 | 3.1 | 3.5 | 3.5 | 0.4 | 0.5 | 0.6 | 2.4 | 1.1 | 1.6 | 1.9 | 2.9 | 0.7 | 1 | 1.2 | 1.7 | 0 | 0 | 0 | 0.4 | 0.1 | 0.3 | 0.4 | 1.2 | 16.8 | 18 | 18.8 | 24.5
Other energy sources | GWel | 4.2 | 4.2 | 4.1 | 4 | 1.2 | 1.4 | 1.4 | 1.8 | 1.6 | 1.6 | 1.6 | 1.6 | 0.1 | 0.1 | 0.1 | 0.1 | 0.6 | 0.6 | 0.6 | 0.6 | 0.6 | 0.6 | 0.6 | 0.6 | 0 | 0 | 0 | 0 | 1.6 | 1.6 | 1.1 | 0.8 | 0 | 0 | 0 | 0 | 0.2 | 0.2 | 0.2 | 0 | 0.3 | 0.3 | 0.3 | 0.3 | 0.9 | 0.9 | 0.9 | 0.9 | 0.1 | 0.1 | 0.1 | 0.1 | 2.5 | 2.5 | 2.5 | 2.5 | 1 | 1 | 1 | 1
Annual peak load3) | GWel | 90.2 | 89.6 | 88.8 | 88.7 | 97.6 | 96.2 | 96 | 96 | 56 | 57 | 57.1 | 58.2 | 10.4 | 10.5 | 10.6 | 11 | 11.3 | 11.4 | 11.5 | 12 | 14.7 | 14.8 | 15 | 16.1 | 1.2 | 1.2 | 1.2 | 1.3 | 18 | 19 | 19.8 | 22.4 | 11.1 | 11.3 | 11.5 | 11.9 | 25.6 | 25.9 | 26.1 | 26.8 | 6.1 | 6.2 | 6.3 | 6.6 | 24.8 | 24.8 | 24.9 | 25.2 | 22.7 | 23 | 23.1 | 23.5 | 13.4 | 13.2 | 13.1 | 12.9 | 61.8 | 61.4 | 62.4 | 66.8
Annual demand (net) | TWhel | 570.2 | 560.8 | 556 | 545.4 | 490.8 | 488.4 | 489.3 | 501.4 | 319.6 | 321.9 | 323 | 333.7 | 61.1 | 61.5 | 62.1 | 64.8 | 68.1 | 68.6 | 69.1 | 71.3 | 93.2 | 93.7 | 94.6 | 99.3 | 6.8 | 6.9 | 7 | 7.2 | 110.9 | 114.6 | 117.7 | 126.1 | 64.7 | 65.8 | 66.7 | 68.7 | 161.3 | 163 | 164.6 | 168.3 | 34.5 | 34.8 | 35.2 | 36.4 | 130.6 | 129 | 129 | 130.3 | 113.7 | 112.9 | 112.9 | 113.7 | 77.8 | 76 | 75.3 | 74.5 | 361 | 359.3 | 362.3 | 379.3
Passenger cars (E-Mobility) | Number | 295513 | 714049 | 1244292 | 4394405 | 552178 | 1811732 | 3554064 | 11146516 | 313892 | 869002 | 1541598 | 5065144 | 80236 | 255276 | 499113 | 1598192 | 63218 | 171625 | 313164 | 1062143 | 134055 | 420966 | 808817 | 2599787 | 2769 | 8678 | 16789 | 71037 | 489103 | 1276985 | 2050717 | 4234106 | 3010 | 7117 | 12623 | 51163 | 10473 | 31750 | 66182 | 394734 | 26108 | 56857 | 95454 | 312894 | 169295 | 493901 | 865661 | 2156177 | 524589 | 967018 | 1279669 | 1997350 | 20171 | 83011 | 177884 | 623037 | 463159 | 1582134 | 3202423 | 10841831
Electric heat pumps (buildings) | Number | 3213100 | 3574300 | 3866700 | 4445400 | 2266300 | 2416800 | 2532000 | 2816300 | 376500 | 390200 | 403200 | 458500 | 352200 | 387400 | 411500 | 466400 | 227400 | 252900 | 276200 | 328200 | 336100 | 398400 | 448600 | 580900 | 13400 | 15300 | 17000 | 21700 | 573800 | 650000 | 717100 | 854000 | 625000 | 694800 | 740400 | 810100 | 544600 | 625400 | 679300 | 821300 | 185800 | 214100 | 235700 | 291500 | 718800 | 761600 | 784000 | 813100 | 509000 | 553400 | 578100 | 621700 | 514600 | 561500 | 586400 | 626900 | 2883500 | 3223500 | 3410700 | 3712800
Footnotes
1) At mid-year in each case
2) Voluntary load reduction by industry
3) Mean values over the five modelled weather years (2009 - 2013)
4) Output available on the market excluding regulatory reserves
5) In Italy and France pondage water is modelled following storage water and is listed here under the same category.
6) Power plants that were model-endogenously temporarily decommissioned (mothballed / conserved) for economic reasons.

## 5
Back to the table of contents |  | Disclaimer: The information in this data annex should not be used in isolation from the corresponding explanations in the report!
Sensitivity "Limited cross-border transmission capacity" |  | DE |  |  |  | FR |  |  |  | IT |  |  |  | CH |  |  |  | AT |  |  |  | BE |  |  |  | LU |  |  |  | NL |  |  |  | CZ |  |  |  | PL |  |  |  | DK |  |  |  | SE |  |  |  | NO |  |  |  | FI |  |  |  | GB
|  | 2020 | 2023 | 2025 | 2030 | 2020 | 2023 | 2025 | 2030 | 2020 | 2023 | 2025 | 2030 | 2020 | 2023 | 2025 | 2030 | 2020 | 2023 | 2025 | 2030 | 2020 | 2023 | 2025 | 2030 | 2020 | 2023 | 2025 | 2030 | 2020 | 2023 | 2025 | 2030 | 2020 | 2023 | 2025 | 2030 | 2020 | 2023 | 2025 | 2030 | 2020 | 2023 | 2025 | 2030 | 2020 | 2023 | 2025 | 2030 | 2020 | 2023 | 2025 | 2030 | 2020 | 2023 | 2025 | 2030 | 2020 | 2023 | 2025 | 2030
Installed net capacity in GWel4)
Nuclear Power | GWel | 8.1 | 0 | 0 | 0 | 63 | 58 | 52.2 | 37.6 | 0 | 0 | 0 | 0 | 3 | 3 | 2.6 | 2.2 | 0 | 0 | 0 | 0 | 5.9 | 2.9 | 2.4 | 0 | 0 | 0 | 0 | 0 | 0.5 | 0.5 | 0.5 | 0.5 | 3.9 | 3.9 | 3.9 | 3.9 | 0 | 0 | 0 | 0 | 0 | 0 | 0 | 0 | 7.7 | 6.8 | 6.8 | 6.8 | 0 | 0 | 0 | 0 | 4.4 | 4.4 | 5.8 | 5.3 | 8.9 | 5.8 | 6.3 | 7.8
Lignite | GWel | 18.1 | 18 | 16.2 | 14.7 | 0 | 0 | 0 | 0 | 0 | 0 | 0 | 0 | 0 | 0 | 0 | 0 | 0 | 0 | 0 | 0 | 0 | 0 | 0 | 0 | 0 | 0 | 0 | 0 | 0 | 0 | 0 | 0 | 8.1 | 6.7 | 6.7 | 6.3 | 8.2 | 7.6 | 7.6 | 6.6 | 0 | 0 | 0 | 0 | 0 | 0 | 0 | 0 | 0 | 0 | 0 | 0 | 0 | 0 | 0 | 0 | 0 | 0 | 0 | 0
of which lignite cold reserve6) | GWel | 0 | 0 | 0 | 0 | 0 | 0 | 0 | 0 | 0 | 0 | 0 | 0 | 0 | 0 | 0 | 0 | 0 | 0 | 0 | 0 | 0 | 0 | 0 | 0 | 0 | 0 | 0 | 0 | 0 | 0 | 0 | 0 | 0 | 0 | 0 | 0 | 0 | 0 | 0 | 0 | 0 | 0 | 0 | 0 | 0 | 0 | 0 | 0 | 0 | 0 | 0 | 0 | 0 | 0 | 0 | 0 | 0 | 0 | 0 | 0
Hard coal | GWel | 21.4 | 14.2 | 14 | 11 | 2.9 | 0 | 0 | 0 | 5.4 | 2.1 | 2.1 | 0 | 0 | 0 | 0 | 0 | 0.6 | 0.6 | 0.3 | 0 | 0 | 0 | 0 | 0 | 0 | 0 | 0 | 0 | 4.6 | 4.6 | 4.6 | 4.6 | 2.3 | 1.5 | 1.5 | 1.5 | 18.2 | 11.1 | 11.9 | 11.6 | 1.4 | 1.4 | 0 | 0 | 0.1 | 0.1 | 0 | 0 | 0 | 0 | 0 | 0 | 1.1 | 0.6 | 0.6 | 0 | 7.8 | 0 | 0 | 0
of which hard coal cold reserve6) | GWel | 5.6 | 0 | 0 | 0 | 0 | 0 | 0 | 0 | 5.4 | 2.1 | 0 | 0 | 0 | 0 | 0 | 0 | 0 | 0 | 0 | 0 | 0 | 0 | 0 | 0 | 0 | 0 | 0 | 0 | 0 | 0.8 | 0 | 0 | 0.8 | 0 | 0 | 0 | 6.8 | 0 | 0 | 0 | 0 | 0 | 0 | 0 | 0 | 0 | 0 | 0 | 0 | 0 | 0 | 0 | 0 | 0 | 0 | 0 | 7.8 | 0 | 0 | 0
Natural gas | GWel | 26 | 28.4 | 29.4 | 29.4 | 9.2 | 9.3 | 9.3 | 9.4 | 43 | 29.3 | 27 | 27 | 0.5 | 0.5 | 0.5 | 0.5 | 5 | 5 | 5.3 | 5.9 | 4.2 | 2.9 | 2.9 | 3 | 0.1 | 0.1 | 0.1 | 0.1 | 12.4 | 11.5 | 11.5 | 11.4 | 1.8 | 1.5 | 1.5 | 1.4 | 2.8 | 3.6 | 3.8 | 4.2 | 2.5 | 2.5 | 4.2 | 4.2 | 1.5 | 1.4 | 1.6 | 1.9 | 0.6 | 0.6 | 0.6 | 0.6 | 1.9 | 2.5 | 2.5 | 3.1 | 31.3 | 23.4 | 22.6 | 15.3
of which Erdgas cold reserve6) | GWel | 4.7 | 0 | 0 | 0 | 0 | 0 | 0 | 0 | 13.7 | 0 | 0 | 0 | 0 | 0 | 0 | 0 | 0 | 0 | 0 | 0 | 1.3 | 0 | 0 | 0 | 0 | 0 | 0 | 0 | 4.3 | 1.3 | 1.3 | 0 | 1.2 | 0 | 0 | 0 | 0 | 0 | 0 | 0 | 0 | 0 | 0 | 0 | 0.1 | 0 | 0 | 0 | 0 | 0 | 0 | 0 | 0 | 0 | 0 | 0 | 1.7 | 0 | 0 | 0
Gas turbine (without heat utilisation) | GWel | 2.7 | 1.2 | 1.2 | 1.2 | 2.6 | 2.1 | 2.1 | 1.9 | 1.8 | 0.4 | 0.2 | 0.2 | 0 | 0 | 0 | 0 | 0 | 0 | 0 | 0 | 0.3 | 0.2 | 0.2 | 0.2 | 0 | 0 | 0 | 0 | 0 | 0 | 0 | 0 | 0.1 | 0 | 0 | 0 | 0 | 0 | 0 | 0 | 0.2 | 0 | 0 | 0 | 1.3 | 0 | 0 | 0 | 0.3 | 0 | 0 | 0 | 1.1 | 0 | 0 | 0 | 1 | 0.8 | 0.8 | 0.8
of which GT in cold reserve | GWel | 2.7 | 0.4 | 0.8 | 0 | 0 | 0 | 0 | 0 | 0 | 0 | 0 | 0 | 0 | 0 | 0 | 0 | 0 | 0 | 0 | 0 | 0.3 | 0.2 | 0.2 | 0 | 0 | 0 | 0 | 0 | 0 | 0 | 0 | 0 | 0 | 0 | 0 | 0 | 0 | 0 | 0 | 0 | 0 | 0 | 0 | 0 | 1.3 | 0 | 0 | 0 | 0.3 | 0 | 0 | 0 | 0.8 | 0 | 0 | 0 | 1 | 0 | 0 | 0
Mineral oil | GWel | 2.2 | 0.6 | 0.6 | 0.9 | 0.4 | 0.3 | 0.3 | 0.2 | 3.1 | 1.6 | 1.6 | 1.6 | 0 | 0 | 0 | 0 | 0 | 0 | 0 | 0 | 0.1 | 0.1 | 0.1 | 0 | 0 | 0 | 0 | 0 | 0 | 0 | 0 | 0 | 0 | 0 | 0 | 0 | 0.1 | 0.1 | 0.1 | 0.1 | 0.7 | 0.2 | 0.2 | 0.2 | 1.3 | 0.5 | 0.5 | 0.2 | 0 | 0 | 0 | 0 | 0.1 | 0.1 | 0.1 | 0.1 | 0.1 | 0 | 0 | 0
of which mineral oil cold reserve6) | GWel | 0 | 0 | 0 | 0 | 0 | 0 | 0 | 0 | 1.5 | 0 | 0 | 0 | 0 | 0 | 0 | 0 | 0 | 0 | 0 | 0 | 0 | 0 | 0 | 0 | 0 | 0 | 0 | 0 | 0 | 0 | 0 | 0 | 0 | 0 | 0 | 0 | 0 | 0 | 0 | 0 | 0.5 | 0 | 0 | 0 | 0.7 | 0 | 0 | 0 | 0 | 0 | 0 | 0 | 0 | 0 | 0 | 0 | 0 | 0 | 0 | 0
Engines | GWel | 0 | 0 | 0 | 0 | 6.9 | 9.2 | 9.2 | 9.2 | 0 | 0 | 0 | 0 | 0 | 0 | 0 | 0 | 0 | 0 | 0 | 0 | 0 | 0 | 0 | 0 | 0 | 0 | 0 | 0 | 0 | 0 | 0 | 0 | 0 | 0 | 0 | 0 | 0 | 0 | 0 | 0.1 | 0 | 0 | 0 | 0 | 0 | 0 | 0 | 0 | 0 | 0 | 0 | 0 | 0 | 0 | 0 | 0 | 0 | 0 | 0 | 3.6
of which engines cold reserve6) | GWel | 0 | 0 | 0 | 0 | 0 | 0 | 0 | 0 | 0 | 0 | 0 | 0 | 0 | 0 | 0 | 0 | 0 | 0 | 0 | 0 | 0 | 0 | 0 | 0 | 0 | 0 | 0 | 0 | 0 | 0 | 0 | 0 | 0 | 0 | 0 | 0 | 0 | 0 | 0 | 0 | 0 | 0 | 0 | 0 | 0 | 0 | 0 | 0 | 0 | 0 | 0 | 0 | 0 | 0 | 0 | 0 | 0 | 0 | 0 | 0
Exploited flexibility options | GWel | 0.4 | 0.4 | 0.4 | 0.9 | 4.3 | 4.2 | 4.3 | 4.3 | 1.2 | 2.2 | 2.2 | 2.7 | 0 | 0 | 0 | 0 | 0.3 | 0.3 | 0.3 | 0.4 | 0.4 | 0.4 | 0.4 | 0.9 | 0 | 0 | 0 | 0 | 0 | 0.1 | 0.1 | 0.5 | 0 | 0 | 0 | 0 | 0.6 | 2.5 | 1.3 | 1.6 | 0.1 | 0.5 | 0.3 | 0.6 | 0 | 0 | 0 | 0 | 0 | 0 | 0 | 0 | 0 | 0 | 0 | 0 | 0 | 2.6 | 2.6 | 5.7
of which DSM2) | GWel | 0 | 0 | 0 | 0 | 0.3 | 0.2 | 0.3 | 0.3 | 0 | 0 | 0 | 0 | 0 | 0 | 0 | 0 | 0 | 0 | 0 | 0 | 0 | 0 | 0 | 0.2 | 0 | 0 | 0 | 0 | 0 | 0 | 0 | 0 | 0 | 0 | 0 | 0 | 0 | 1.2 | 0 | 0.2 | 0 | 0.2 | 0 | 0.3 | 0 | 0 | 0 | 0 | 0 | 0 | 0 | 0 | 0 | 0 | 0 | 0 | 0 | 0 | 0 | 2.8
of which emergency power systems | GWel | 0.4 | 0.4 | 0.4 | 0.9 | 4 | 4 | 4 | 4 | 1.2 | 2.2 | 2.2 | 2.7 | 0 | 0 | 0 | 0 | 0.3 | 0.3 | 0.3 | 0.4 | 0.4 | 0.4 | 0.4 | 0.7 | 0 | 0 | 0 | 0 | 0 | 0.1 | 0.1 | 0.5 | 0 | 0 | 0 | 0 | 0.6 | 1.3 | 1.3 | 1.4 | 0.1 | 0.3 | 0.3 | 0.3 | 0 | 0 | 0 | 0 | 0 | 0 | 0 | 0 | 0 | 0 | 0 | 0 | 0 | 2.6 | 2.6 | 2.9
Exploitable flexibility options | GWel | 12.8 | 17.6 | 19 | 20.1 | 8.3 | 10.8 | 11.7 | 12.8 | 7.5 | 10.3 | 11.3 | 12.4 | 1.5 | 1.8 | 1.9 | 2 | 1.5 | 2.2 | 2.4 | 2.8 | 2 | 2.8 | 3.1 | 3.4 | 0.1 | 0.2 | 0.2 | 0.2 | 2.5 | 3.4 | 3.7 | 4 | 1.2 | 1.8 | 2 | 2.2 | 3.2 | 4.4 | 4.9 | 5.6 | 0.6 | 0.8 | 0.8 | 0.9 | 3 | 4.5 | 5 | 5.6 | 3.1 | 4.2 | 4.6 | 5 | 2.2 | 3.3 | 3.7 | 4.1 | 6.5 | 8.7 | 9.5 | 10.5
of which DSM2) | GWel | 8.3 | 13.1 | 14.5 | 15.6 | 4.3 | 6.8 | 7.7 | 8.8 | 4.8 | 7.6 | 8.6 | 9.7 | 0.4 | 0.7 | 0.8 | 0.9 | 1.1 | 1.8 | 2 | 2.4 | 1.3 | 2.1 | 2.4 | 2.7 | 0 | 0.1 | 0.1 | 0.1 | 1.4 | 2.3 | 2.6 | 2.9 | 0.8 | 1.4 | 1.6 | 1.8 | 1.8 | 3 | 3.5 | 4.2 | 0.3 | 0.5 | 0.5 | 0.6 | 2.3 | 3.8 | 4.3 | 4.9 | 1.8 | 2.9 | 3.3 | 3.7 | 1.7 | 2.8 | 3.2 | 3.6 | 3.6 | 5.8 | 6.6 | 7.6
of which emergency power systems | GWel | 4.5 | 4.5 | 4.5 | 4.5 | 4 | 4 | 4 | 4 | 2.7 | 2.7 | 2.7 | 2.7 | 1.1 | 1.1 | 1.1 | 1.1 | 0.4 | 0.4 | 0.4 | 0.4 | 0.7 | 0.7 | 0.7 | 0.7 | 0.1 | 0.1 | 0.1 | 0.1 | 1.1 | 1.1 | 1.1 | 1.1 | 0.4 | 0.4 | 0.4 | 0.4 | 1.4 | 1.4 | 1.4 | 1.4 | 0.3 | 0.3 | 0.3 | 0.3 | 0.7 | 0.7 | 0.7 | 0.7 | 1.3 | 1.3 | 1.3 | 1.3 | 0.5 | 0.5 | 0.5 | 0.5 | 2.9 | 2.9 | 2.9 | 2.9
Hydro | GWel | 12.2 | 12.2 | 12.2 | 12.2 | 25.3 | 25.3 | 25.3 | 25.3 | 22.4 | 22.4 | 22.4 | 22.5 | 15.3 | 15.3 | 15.3 | 15.3 | 14 | 14.2 | 14.2 | 14.2 | 1.4 | 1.7 | 1.7 | 1.8 | 1.3 | 1.3 | 1.3 | 1.3 | 0 | 0 | 0 | 0 | 2.3 | 2.3 | 2.3 | 2.3 | 2.4 | 2.4 | 2.4 | 2.5 | 0 | 0 | 0 | 0 | 16.5 | 16.5 | 16.6 | 16.6 | 32.4 | 32.4 | 32.4 | 32.4 | 3.4 | 3.5 | 3.5 | 3.6 | 4.8 | 4.8 | 4.8 | 4.8
Storage & pumped storage | GWel
Run-of-river5) | GWel
Bioenergy | GWel | 7.4 | 7.4 | 7.5 | 6.1 | 2.9 | 3.1 | 3.3 | 3.4 | 5.4 | 5.4 | 5.4 | 7.5 | 0.4 | 0.6 | 0.7 | 1.3 | 0.8 | 0.8 | 0.8 | 0.8 | 0.9 | 0.8 | 0.8 | 0.8 | 0 | 0 | 0 | 0 | 2.3 | 2.3 | 2.3 | 2.3 | 0.3 | 0.3 | 0.3 | 0.3 | 2 | 2 | 2.1 | 2.1 | 3.2 | 3.1 | 3.1 | 2.9 | 2.6 | 2.6 | 2.6 | 3.2 | 0.2 | 0.2 | 0.2 | 0.3 | 3 | 2.9 | 2.9 | 3.3 | 17.2 | 17.2 | 17.2 | 17.2
Wind energy | GWel | 64.1 | 69.6 | 73.5 | 90.3 | 17.3 | 24.8 | 29.8 | 43.3 | 11.2 | 12.8 | 13.8 | 16.2 | 0.1 | 0.2 | 0.2 | 0.4 | 3.9 | 4.2 | 4.4 | 5 | 4.7 | 5 | 5.2 | 5.6 | 0.2 | 0.2 | 0.2 | 0.2 | 7.5 | 10.2 | 12 | 15.6 | 0.6 | 0.7 | 0.8 | 1 | 7.1 | 8 | 8.7 | 11.5 | 6.6 | 7.3 | 7.7 | 8.5 | 7.1 | 8.3 | 9 | 11 | 2.9 | 3 | 3.1 | 3.3 | 2 | 2.4 | 2.7 | 3 | 20.2 | 27.5 | 32.4 | 38.3
Wind energy Onshore1) | GWel | 56.6 | 60.7 | 63.3 | 74 | 16.3 | 22.3 | 26.3 | 36.3 | 11.2 | 12.5 | 13.4 | 15.6 | 0.1 | 0.2 | 0.2 | 0.4 | 3.9 | 4.2 | 4.4 | 5 | 2.4 | 2.7 | 2.9 | 3.3 | 0.2 | 0.2 | 0.2 | 0.2 | 5.1 | 5.8 | 6.2 | 6.7 | 0.6 | 0.7 | 0.8 | 1 | 7.1 | 7.7 | 8.1 | 9.2 | 4.3 | 4.7 | 5 | 5.6 | 6.9 | 8.1 | 8.9 | 10.8 | 2.9 | 3 | 3.1 | 3.3 | 1.6 | 2 | 2.2 | 2.3 | 12 | 13.9 | 15.2 | 16.1
Wind energy Offshore1) | GWel | 7.5 | 8.9 | 10.3 | 16.4 | 1 | 2.5 | 3.5 | 7 | 0 | 0.3 | 0.4 | 0.7 | 0 | 0 | 0 | 0 | 0 | 0 | 0 | 0 | 2.3 | 2.3 | 2.3 | 2.3 | 0 | 0 | 0 | 0 | 2.4 | 4.4 | 5.7 | 8.9 | 0 | 0 | 0 | 0 | 0 | 0.4 | 0.6 | 2.3 | 2.3 | 2.5 | 2.7 | 2.9 | 0.2 | 0.2 | 0.2 | 0.2 | 0 | 0 | 0 | 0 | 0.4 | 0.5 | 0.5 | 0.7 | 8.2 | 13.6 | 17.1 | 22.2
PV1) | GWel | 49.9 | 60.4 | 67 | 82.8 | 11.6 | 17.5 | 21.4 | 31.4 | 21 | 22.2 | 23.1 | 25.2 | 2.6 | 3.5 | 4.1 | 5.6 | 2 | 2.7 | 3.2 | 4.5 | 4 | 4.3 | 4.5 | 5.1 | 0.1 | 0.2 | 0.2 | 0.2 | 4.4 | 6.3 | 7.6 | 11.4 | 2.4 | 3.1 | 3.5 | 3.5 | 0.4 | 0.5 | 0.6 | 2.4 | 1.1 | 1.6 | 1.9 | 2.9 | 0.7 | 1 | 1.2 | 1.7 | 0 | 0 | 0 | 0.4 | 0.1 | 0.3 | 0.4 | 1.2 | 16.8 | 18 | 18.8 | 24.5
Other energy sources | GWel | 4.2 | 4.2 | 4.1 | 4 | 1.2 | 1.4 | 1.4 | 1.8 | 1.6 | 1.6 | 1.6 | 1.6 | 0.1 | 0.1 | 0.1 | 0.1 | 0.6 | 0.6 | 0.6 | 0.6 | 0.6 | 0.6 | 0.6 | 0.6 | 0 | 0 | 0 | 0 | 1.6 | 1.6 | 1.1 | 0.8 | 0 | 0 | 0 | 0 | 0.2 | 0.2 | 0.2 | 0 | 0.3 | 0.3 | 0.3 | 0.3 | 0.9 | 0.9 | 0.9 | 0.9 | 0.1 | 0.1 | 0.1 | 0.1 | 2.5 | 2.5 | 2.5 | 2.5 | 1 | 1 | 1 | 1
Annual peak load3) | GWel | 90.2 | 89.6 | 88.8 | 88.7 | 97.6 | 96.2 | 96 | 96 | 56 | 57 | 57.1 | 58.2 | 10.4 | 10.5 | 10.6 | 11 | 11.3 | 11.4 | 11.5 | 12 | 14.7 | 14.8 | 15 | 16.1 | 1.2 | 1.2 | 1.2 | 1.3 | 18 | 19 | 19.8 | 22.4 | 11.1 | 11.3 | 11.5 | 11.9 | 25.6 | 25.9 | 26.1 | 26.8 | 6.1 | 6.2 | 6.3 | 6.6 | 24.8 | 24.8 | 24.9 | 25.2 | 22.7 | 23 | 23.1 | 23.5 | 13.4 | 13.2 | 13.1 | 12.9 | 61.8 | 61.4 | 62.4 | 66.8
Annual demand (net) | TWhel | 570.2 | 560.8 | 556 | 545.4 | 490.8 | 488.4 | 489.3 | 501.4 | 319.6 | 321.9 | 323 | 333.7 | 61.1 | 61.5 | 62.1 | 64.8 | 68.1 | 68.6 | 69.1 | 71.3 | 93.2 | 93.7 | 94.6 | 99.3 | 6.8 | 6.9 | 7 | 7.2 | 110.9 | 114.6 | 117.7 | 126.1 | 64.7 | 65.8 | 66.7 | 68.7 | 161.3 | 163 | 164.6 | 168.3 | 34.5 | 34.8 | 35.2 | 36.4 | 130.6 | 129 | 129 | 130.3 | 113.7 | 112.9 | 112.9 | 113.7 | 77.8 | 76 | 75.3 | 74.5 | 361 | 359.3 | 362.3 | 379.3
Passenger cars (E-Mobility) | Number | 295513 | 714049 | 1244292 | 4394405 | 552178 | 1811732 | 3554064 | 11146516 | 313892 | 869002 | 1541598 | 5065144 | 80236 | 255276 | 499113 | 1598192 | 63218 | 171625 | 313164 | 1062143 | 134055 | 420966 | 808817 | 2599787 | 2769 | 8678 | 16789 | 71037 | 489103 | 1276985 | 2050717 | 4234106 | 3010 | 7117 | 12623 | 51163 | 10473 | 31750 | 66182 | 394734 | 26108 | 56857 | 95454 | 312894 | 169295 | 493901 | 865661 | 2156177 | 524589 | 967018 | 1279669 | 1997350 | 20171 | 83011 | 177884 | 623037 | 463159 | 1582134 | 3202423 | 10841831
Electric heat pumps (buildings) | Number | 3213100 | 3574300 | 3866700 | 4445400 | 2266300 | 2416800 | 2532000 | 2816300 | 376500 | 390200 | 403200 | 458500 | 352200 | 387400 | 411500 | 466400 | 227400 | 252900 | 276200 | 328200 | 336100 | 398400 | 448600 | 580900 | 13400 | 15300 | 17000 | 21700 | 573800 | 650000 | 717100 | 854000 | 625000 | 694800 | 740400 | 810100 | 544600 | 625400 | 679300 | 821300 | 185800 | 214100 | 235700 | 291500 | 718800 | 761600 | 784000 | 813100 | 509000 | 553400 | 578100 | 621700 | 514600 | 561500 | 586400 | 626900 | 2883500 | 3223500 | 3410700 | 3712800
Footnotes
1) At mid-year in each case
2) Voluntary load reduction by industry
3) Mean values over the five modelled weather years (2009 - 2013)
4) Output available on the market excluding regulatory reserves
5) In Italy and France pondage water is modelled following storage water and is listed here under the same category.
6) Power plants that were model-endogenously temporarily decommissioned (mothballed / conserved) for economic reasons.

## 6 high freq. balancing power
Back to the table of contents |  |  | Disclaimer: The information in this data annex should not be used in isolation from the corresponding explanations in the report!
Positive high-frequency shares of balancing power per country [MW]
| AT | BE | CH | CZ | DE/LU | DK | FI | FR | GB | IT | NL | NO | PL | SE
| 475 | 541 | 454 | 470 | 1350 | 347 | 517 | 1387 | 1107 | 1058 | 601 | 672 | 710 | 703

## 7 export import capacity
Back to the tabel of contents |  |  | Disclaimer: The information in this data annex should not be used in isolation from the corresponding explanations in the report!
Maximum possible export/import capacity
Reference scenario |  |  | AT | BE | CH | CZ | DE/LU | DK | FI | FR | GB | IT | NL | NO | PL | SE
| Export | 2020 | 10769 | 7171 | 15703 | 4636 | 25966 | 7485 | 7485 | 25000 | 25000 | 7656 | 7333 | 7333 | 4596 | 9990
|  | 2023 | 12315 | 8361 | 16834 | 4937 | 28078 | 9335 | 9335 | 27120 | 27120 | 9713 | 7559 | 7559 | 4666 | 9990
|  | 2025 | 13980 | 9513 | 19563 | 5273 | 31683 | 9363 | 9363 | 33169 | 33169 | 10826 | 7662 | 7662 | 4981 | 11090
|  | 2030 | 13658 | 9974 | 20626 | 5057 | 34106 | 9363 | 9363 | 34471 | 34471 | 11228 | 7911 | 7911 | 5284 | 11090
| Import | 2020 | 12472 | 8508 | 11254 | 4305 | 30630 | 7065 | 7065 | 18591 | 18591 | 13249 | 7817 | 7817 | 2249 | 9750
|  | 2023 | 14557 | 9418 | 12557 | 4667 | 32742 | 8915 | 8915 | 21013 | 21013 | 15408 | 8291 | 8291 | 2302 | 9750
|  | 2025 | 16233 | 10552 | 15262 | 4766 | 36379 | 8951 | 8951 | 27173 | 27173 | 16950 | 8388 | 8388 | 2464 | 10850
|  | 2030 | 16392 | 10985 | 16084 | 5378 | 37543 | 8950 | 8950 | 28484 | 28484 | 16952 | 9031 | 9031 | 2380 | 10850
Sensitivities
best-guess cost flexibility options |  |  | AT | BE | CH | CZ | DE/LU | DK | FI | FR | GB | IT | NL | NO | PL | SE
| Export | 2020 | 10769 | 7171 | 15703 | 4636 | 25966 | 7485 | 7485 | 25000 | 25000 | 7656 | 7333 | 7333 | 4596 | 9990
|  | 2023 | 12315 | 8361 | 16834 | 4937 | 28078 | 9335 | 9335 | 27120 | 27120 | 9713 | 7559 | 7559 | 4666 | 9990
|  | 2025 | 13980 | 9513 | 19563 | 5273 | 31683 | 9363 | 9363 | 33169 | 33169 | 10826 | 7662 | 7662 | 4981 | 11090
|  | 2030 | 13658 | 9974 | 20626 | 5057 | 34106 | 9363 | 9363 | 34471 | 34471 | 11228 | 7911 | 7911 | 5284 | 11090
| Import | 2020 | 12472 | 8508 | 11254 | 4305 | 30630 | 7065 | 7065 | 18591 | 18591 | 13249 | 7817 | 7817 | 2249 | 9750
|  | 2023 | 14557 | 9418 | 12557 | 4667 | 32742 | 8915 | 8915 | 21013 | 21013 | 15408 | 8291 | 8291 | 2302 | 9750
|  | 2025 | 16233 | 10552 | 15262 | 4766 | 36379 | 8951 | 8951 | 27173 | 27173 | 16950 | 8388 | 8388 | 2464 | 10850
|  | 2030 | 16392 | 10985 | 16084 | 5378 | 37543 | 8950 | 8950 | 28484 | 28484 | 16952 | 9031 | 9031 | 2380 | 10850
Achievement of climate protection targets |  |  | AT | BE | CH | CZ | DE/LU | DK | FI | FR | GB | IT | NL | NO | PL | SE
| Export | 2020 | 10769 | 7171 | 15703 | 4636 | 25966 | 7485 | 7485 | 25000 | 25000 | 7656 | 7333 | 7333 | 4596 | 9990
|  | 2023 | 12315 | 8361 | 16834 | 4937 | 28078 | 9335 | 9335 | 27120 | 27120 | 9713 | 7559 | 7559 | 4666 | 9990
|  | 2025 | 13980 | 9513 | 19563 | 5273 | 31683 | 9363 | 9363 | 33169 | 33169 | 10826 | 7662 | 7662 | 4981 | 11090
|  | 2030 | 13658 | 9974 | 20626 | 5057 | 34106 | 9363 | 9363 | 34471 | 34471 | 11228 | 7911 | 7911 | 5284 | 11090
| Import | 2020 | 12472 | 8508 | 11254 | 4305 | 30630 | 7065 | 7065 | 18591 | 18591 | 13249 | 7817 | 7817 | 2249 | 9750
|  | 2023 | 14557 | 9418 | 12557 | 4667 | 32742 | 8915 | 8915 | 21013 | 21013 | 15408 | 8291 | 8291 | 2302 | 9750
|  | 2025 | 16233 | 10552 | 15262 | 4766 | 36379 | 8951 | 8951 | 27173 | 27173 | 16950 | 8388 | 8388 | 2464 | 10850
|  | 2030 | 16392 | 10985 | 16084 | 5378 | 37543 | 8950 | 8950 | 28484 | 28484 | 16952 | 9031 | 9031 | 2380 | 10850
Delayed grid expansion |  |  | AT | BE | CH | CZ | DE/LU | DK | FI | FR | GB | IT | NL | NO | PL | SE
| Export | 2020 | 10137 | 6840 | 15933 | 4488 | 24308 | 7485 | 7485 | 25300 | 25300 | 7776 | 6960 | 6960 | 4796 | 9990
|  | 2023 | 11233 | 7143 | 16202 | 4956 | 26100 | 7485 | 7485 | 25340 | 25340 | 8275 | 7229 | 7229 | 5031 | 9990
|  | 2025 | 11726 | 8122 | 16915 | 4956 | 27028 | 9321 | 9321 | 27986 | 27986 | 9986 | 7590 | 7590 | 4905 | 9990
|  | 2030 | 13855 | 9591 | 19485 | 5259 | 31612 | 9335 | 9335 | 33569 | 33569 | 10774 | 7658 | 7658 | 5029 | 11090
| Import | 2020 | 12276 | 7976 | 10804 | 4348 | 28924 | 7065 | 7065 | 17942 | 17942 | 13386 | 7401 | 7401 | 2337 | 9750
|  | 2023 | 13721 | 8339 | 11840 | 4944 | 30814 | 7065 | 7065 | 18575 | 18575 | 13439 | 7698 | 7698 | 2389 | 9750
|  | 2025 | 13981 | 9586 | 12263 | 4431 | 31752 | 8915 | 8915 | 20913 | 20913 | 16106 | 8216 | 8216 | 2588 | 9750
|  | 2030 | 16159 | 10506 | 15248 | 4707 | 36371 | 8915 | 8915 | 27127 | 27127 | 17114 | 8444 | 8444 | 2466 | 10850
Limited cross-border transmission capacity |  |  | AT | BE | CH | CZ | DE/LU | DK | FI | FR | GB | IT | NL | NO | PL | SE
| Export | 2020 | 9682 | 6648 | 14118 | 4168 | 23646 | 7214 | 7214 | 23318 | 23318 | 6983 | 6837 | 6837 | 4193 | 9990
|  | 2023 | 11169 | 7719 | 15217 | 4439 | 25547 | 9019 | 9019 | 25366 | 25366 | 9010 | 7040 | 7040 | 4256 | 9990
|  | 2025 | 12660 | 8853 | 17661 | 4739 | 28945 | 9045 | 9045 | 31314 | 31314 | 10007 | 7131 | 7131 | 4537 | 11090
|  | 2030 | 12374 | 9269 | 18623 | 4546 | 31129 | 9045 | 9045 | 32485 | 32485 | 10371 | 7355 | 7355 | 4811 | 11090
| Import | 2020 | 11253 | 7851 | 10117 | 3870 | 27844 | 6791 | 6791 | 17470 | 17470 | 12032 | 7271 | 7271 | 2082 | 9750
|  | 2023 | 13183 | 8670 | 11370 | 4196 | 29746 | 8596 | 8596 | 19796 | 19796 | 14151 | 7698 | 7698 | 2130 | 9750
|  | 2025 | 14747 | 9786 | 13795 | 4283 | 33171 | 8628 | 8628 | 25907 | 25907 | 15552 | 7782 | 7782 | 2275 | 10850
|  | 2030 | 14905 | 10177 | 14538 | 4834 | 34230 | 8627 | 8627 | 27079 | 27079 | 15553 | 8361 | 8361 | 2200 | 10850

## 8 LoLP
Back to the table of contents |  |  | Disclaimer: The information in this data annex should not be used in isolation from the corresponding explanations in the report!
LoLP [%]
Reference scenario |  | AT | BE | CH | CZ | DE/LU | DK | FI | FR | GB | IT | NL | NO | PL | SE
| 2020 | 0 | 0 | 0 | 0 | 0 | 0 | 0 | 0 | 0.018 | 0 | 0 | 0 | 0.07 | 0
| 2023 | 0 | 0 | 0 | 0 | 0 | 0 | 0 | 0 | 0 | 0 | 0 | 0 | 0 | 0
| 2025 | 0 | 0 | 0 | 0 | 0 | 0 | 0 | 0 | 0 | 0 | 0 | 0 | 0.001 | 0
| 2030 | 0 | 0 | 0 | 0 | 0 | 0 | 0 | 0 | 0.003 | 0 | 0 | 0 | 0.002 | 0
Sensitivities
best-guess cost flexibility options |  | AT | BE | CH | CZ | DE/LU | DK | FI | FR | GB | IT | NL | NO | PL | SE
| 2020 | 0 | 0 | 0 | 0 | 0 | 0 | 0 | 0 | 0.014 | 0 | 0 | 0 | 0.067 | 0
| 2023 | 0 | 0 | 0 | 0 | 0 | 0 | 0 | 0 | 0 | 0 | 0 | 0 | 0 | 0
| 2025 | 0 | 0 | 0 | 0 | 0 | 0 | 0 | 0 | 0 | 0 | 0 | 0 | 0.001 | 0
| 2030 | 0 | 0 | 0 | 0 | 0 | 0 | 0 | 0 | 0.003 | 0 | 0 | 0 | 0.002 | 0
Achievement of climate protection targets |  | AT | BE | CH | CZ | DE/LU | DK | FI | FR | GB | IT | NL | NO | PL | SE
| 2020 | 0 | 0 | 0 | 0 | 0 | 0 | 0 | 0 | 0.016 | 0 | 0 | 0 | 0.057 | 0
| 2023 | 0 | 0 | 0 | 0 | 0 | 0 | 0 | 0 | 0 | 0 | 0 | 0 | 0 | 0
| 2025 | 0 | 0 | 0 | 0 | 0 | 0 | 0 | 0 | 0 | 0 | 0 | 0 | 0.001 | 0
| 2030 | 0 | 0 | 0 | 0 | 0 | 0 | 0 | 0 | 0.003 | 0 | 0 | 0 | 0.003 | 0
Delayed grid expansion |  | AT | BE | CH | CZ | DE/LU | DK | FI | FR | GB | IT | NL | NO | PL | SE
| 2020 | 0 | 0 | 0 | 0 | 0 | 0 | 0 | 0 | 0.018 | 0 | 0 | 0 | 0.077 | 0
| 2023 | 0 | 0.011 | 0 | 0 | 0 | 0 | 0 | 0 | 0.051 | 0 | 0 | 0 | 0 | 0
| 2025 | 0 | 0 | 0 | 0 | 0 | 0 | 0 | 0 | 0.001 | 0 | 0 | 0 | 0.001 | 0
| 2030 | 0 | 0 | 0 | 0 | 0 | 0 | 0 | 0 | 0.003 | 0 | 0 | 0 | 0.002 | 0
Limited cross-border transmission capacity |  | AT | BE | CH | CZ | DE/LU | DK | FI | FR | GB | IT | NL | NO | PL | SE
| 2020 | 0 | 0 | 0 | 0 | 0 | 0 | 0 | 0 | 0.018 | 0 | 0 | 0 | 0.107 | 0
| 2023 | 0 | 0.002 | 0 | 0 | 0 | 0 | 0 | 0 | 0 | 0 | 0 | 0 | 0.001 | 0
| 2025 | 0 | 0 | 0 | 0 | 0 | 0 | 0 | 0 | 0 | 0 | 0 | 0 | 0.001 | 0
| 2030 | 0 | 0.001 | 0 | 0 | 0 | 0 | 0 | 0.001 | 0.006 | 0 | 0 | 0 | 0.005 | 0

## 9 EENS
Back to the table of contents |  |  | Disclaimer: The information in this data annex should not be used in isolation from the corresponding explanations in the report!
EENS [MWh/a]
Reference scenario |  | AT | BE | CH | CZ | DE/LU | DK | FI | FR | GB | IT | NL | NO | PL | SE
| 2020 | 0 | 4.7 | 0 | 0 | 0 | 0 | 0.1 | 0 | 3444 | 0 | 0 | 0 | 5606.5 | 1.9
| 2023 | 0 | 2 | 0 | 0 | 0 | 0 | 0 | 0 | 3.4 | 0 | 0 | 0 | 20.4 | 0
| 2025 | 0 | 0 | 0 | 0 | 0 | 0 | 0 | 0 | 80.2 | 0 | 0 | 0 | 37.9 | 0
| 2030 | 0 | 0 | 0 | 0 | 0 | 0 | 0 | 26.8 | 549.2 | 0 | 0 | 0 | 147.6 | 0
Sensitivities
best-guess cost flexibility options |  | AT | BE | CH | CZ | DE/LU | DK | FI | FR | GB | IT | NL | NO | PL | SE
| 2020 | 0 | 2.2 | 0 | 0 | 0 | 0 | 0 | 0 | 2771.4 | 0 | 0 | 0 | 5556.6 | 0.8
| 2023 | 0 | 11.8 | 0 | 0 | 0 | 0 | 0 | 0 | 0.1 | 0 | 0 | 0 | 2.1 | 0
| 2025 | 0 | 0 | 0 | 0 | 0 | 0 | 0 | 0 | 28 | 0 | 0 | 0 | 66.9 | 0
| 2030 | 0 | 0 | 0 | 0 | 0 | 0 | 0 | 9.3 | 468.6 | 0 | 0 | 0 | 119.1 | 0
Achievement of climate protection targets |  | AT | BE | CH | CZ | DE/LU | DK | FI | FR | GB | IT | NL | NO | PL | SE
| 2020 | 0 | 0 | 0 | 0 | 0 | 0 | 0 | 0 | 3026.4 | 0 | 0 | 0 | 4398.7 | 0.4
| 2023 | 0 | 0 | 0 | 0 | 0 | 0 | 0 | 0 | 10.2 | 0 | 0 | 0 | 16.4 | 0
| 2025 | 0 | 0 | 0 | 0 | 0 | 0 | 0 | 0 | 95 | 0 | 0 | 0 | 45.5 | 0
| 2030 | 0 | 0 | 0 | 0 | 0 | 0 | 0 | 36.1 | 590.3 | 0 | 0 | 0 | 203.6 | 0
Delayed grid expansion |  | AT | BE | CH | CZ | DE/LU | DK | FI | FR | GB | IT | NL | NO | PL | SE
| 2020 | 0 | 0 | 0 | 0 | 0 | 0 | 0 | 0 | 3623.9 | 0 | 0 | 0 | 6049.8 | 2.6
| 2023 | 0 | 732.6 | 0 | 0 | 0 | 0 | 0.2 | 0 | 10954.4 | 0 | 0 | 0 | 31.6 | 2.7
| 2025 | 0 | 2.8 | 0 | 0 | 0 | 0 | 0 | 0 | 110.6 | 0 | 0 | 0 | 41.7 | 0
| 2030 | 0 | 1.6 | 0 | 0 | 0 | 0 | 0 | 25 | 591.8 | 0 | 0 | 0 | 146.5 | 0
Limited cross-border transmission capacity |  | AT | BE | CH | CZ | DE/LU | DK | FI | FR | GB | IT | NL | NO | PL | SE
| 2020 | 0 | 24.3 | 0 | 0 | 0 | 0 | 0.1 | 0 | 3527.7 | 0 | 0 | 0 | 8630.5 | 2.1
| 2023 | 0 | 86 | 0 | 0 | 0 | 0 | 0 | 0 | 27.4 | 0 | 0 | 0 | 37.2 | 0
| 2025 | 0 | 1.7 | 0 | 0 | 0 | 0 | 0 | 0 | 98.1 | 0 | 0 | 0 | 88.7 | 0
| 2030 | 0 | 18.9 | 0 | 0 | 0 | 0 | 0 | 108.2 | 1083.8 | 0 | 0 | 0 | 307.5 | 0

## 10 required import
Back to the table of contents |  |  | Disclaimer: The information in this data annex should not be used in isolation from the corresponding explanations in the report!
Required import DE/LU
Reference scenario |  | maximale Importleistung [GW] |  | Durchschnittlich erforderliche Importenergie
|  | Erwartungswert | 95%-Quantil | bezogen auf Bruttostromverbrauch
| 2020 | 14.3 | 16.2 | 0.4%
| 2023 | 12.4 | 14 | 0.28%
| 2025 | 12.3 | 14.3 | 0.26%
| 2030 | 12.2 | 14.9 | 0.2%
Sensitivities
best-guess cost flexibility options |  | maximale Importleistung [GW] |  | Durchschnittlich erforderliche Importenergie
|  | Erwartungswert | 95%-Quantil | bezogen auf Bruttostromverbrauch
| 2020 | 13 | 14.9 | 0.28%
| 2023 | 10.8 | 12.5 | 0.19%
| 2025 | 10.7 | 12.7 | 0.17%
| 2030 | 11.5 | 14 | 0.17%
Achievement of climate protection targets |  | maximale Importleistung [GW] |  | Durchschnittlich erforderliche Importenergie
|  | Erwartungswert | 95%-Quantil | bezogen auf Bruttostromverbrauch
| 2020 | 18.1 | 20.1 | 1.01%
| 2023 | 15.2 | 16.9 | 0.7%
| 2025 | 14.3 | 16 | 0.47%
| 2030 | 17.8 | 20.1 | 0.64%
Delayed grid expansion |  | maximale Importleistung [GW] |  | Durchschnittlich erforderliche Importenergie
|  | Erwartungswert | 95%-Quantil | bezogen auf Bruttostromverbrauch
| 2020 | 14.4 | 16 | 0.4%
| 2023 | 13.9 | 15.8 | 0.48%
| 2025 | 11.2 | 12.8 | 0.2%
| 2030 | 12.4 | 14.9 | 0.21%
Limited cross-border transmission capacity |  | maximale Importleistung [GW] |  | Durchschnittlich erforderliche Importenergie
|  | Erwartungswert | 95%-Quantil | bezogen auf Bruttostromverbrauch
| 2020 | 14.1 | 16 | 0.4%
| 2023 | 12.2 | 13.8 | 0.28%
| 2025 | 12.3 | 14.3 | 0.26%
| 2030 | 13.1 | 16 | 0.2%